## Building Automation MAP Pricing
Item | List | Multiplier | Price
ADIN35 | 11.99 | 0.5 | 5.995
ADIN35ES | 4.27 | 0.5 | 2.135
APS53-TC | 6.79 | 0.5 | 3.395
APSB-TC | 7.96 | 0.5 | 3.98
AR24D | 16.16 | 0.5 | 8.08
ARL1C | 18.85 | 0.5 | 9.425
AT4-12 | 9.89 | 0.5 | 4.945
AT4-2 | 1.75 | 0.5 | 0.875
AT4-24 | 19.69 | 0.5 | 9.845
AT4-48 | 39.23 | 0.5 | 19.615
AT4-6 | 5.05 | 0.5 | 2.525
AWSTFM | 24.97 | 0.5 | 12.485
AXG | 54.86 | 0.5 | 27.43
AXGT | 54.42 | 0.5 | 27.21
AXK | 35.06 | 0.5 | 17.53
AXKT | 36.14 | 0.5 | 18.07
CT-025A1-333 | 115.63 | 0.5 | 57.815
CT-050A1-333 | 115.63 | 0.5 | 57.815
CT-05A0-333 | 57.12 | 0.5 | 28.56
CT-100A1-333 | 109.07 | 0.5 | 54.535
CT-100A2-333 | 164.85 | 0.5 | 82.425
CT-100A4-333 | 220.21 | 0.5 | 110.105
CT-200A4-333 | 220.21 | 0.5 | 110.105
CT-400A4-333 | 220.21 | 0.5 | 110.105
CT-600A4-333 | 220.21 | 0.5 | 110.105
CTRL-PS | 396.86 | 0.5 | 198.43
CTS-05A20-333 | 30.37 | 0.5 | 15.185
CTS-100A55-333 | 95.71 | 0.5 | 47.855
CTS-30A20-333 | 30.37 | 0.5 | 15.185
CTS-60A35-333 | 36.32 | 0.5 | 18.16
DS80625 | 0.2 | 0.5 | 0.1
KEYSET | 7.76 | 0.5 | 3.88
MH1000 | 141.61 | 0.5 | 70.805
MH1010 | 158.76 | 0.5 | 79.38
MH1020 | 158.76 | 0.5 | 79.38
MH1200 | 127.16 | 0.5 | 63.58
MH1210 | 138.43 | 0.5 | 69.215
MH1220 | 138.43 | 0.5 | 69.215
MH2204-N4 | 288.44 | 0.5 | 144.22
MH3100-M1 | 253.69 | 0.5 | 126.845
MH3204-N4 | 339.04 | 0.5 | 169.52
MH3300 | 231.73 | 0.5 | 115.865
MH3300K | 256.91 | 0.5 | 128.455
MH3303 | 258.68 | 0.5 | 129.34
MH3303K | 300.66 | 0.5 | 150.33
MH3304 | 358.79 | 0.5 | 179.395
MH3304K | 388.75 | 0.5 | 194.375
MH3500 | 376.11 | 0.5 | 188.055
MH3510 | 394.2 | 0.5 | 197.1
MH3520 | 408.81 | 0.5 | 204.405
MH3800 | 388.23 | 0.5 | 194.115
MH3800-L4 | 388.23 | 0.5 | 194.115
MH3803L | 420.53 | 0.5 | 210.265
MH3803L-L4 | 404.35 | 0.5 | 202.175
MH3803S | 394.03 | 0.5 | 197.015
MH3803S-L4 | 399.63 | 0.5 | 199.815
MH3804L | 459.34 | 0.5 | 229.67
MH3804L-BL | 465.86 | 0.5 | 232.93
MH3804L-L4 | 494.14 | 0.5 | 247.07
MH3804S | 463.6 | 0.5 | 231.8
MH3804S-L4 | 429.25 | 0.5 | 214.625
MH3810 | 402.92 | 0.5 | 201.46
MH3820 | 417.83 | 0.5 | 208.915
MH4400 | 413.74 | 0.5 | 206.87
MH4400-L4 | 413.74 | 0.5 | 206.87
MH4403L | 455.71 | 0.5 | 227.855
MH4403L-L4 | 469.41 | 0.5 | 234.705
MH4404L | 479.56 | 0.5 | 239.78
MH4404L-L4 | 530.82 | 0.5 | 265.41
MH4604S | 931.28 | 0.5 | 465.64
MH5500 | 858.96 | 0.5 | 429.48
MH5500-L4 | 874.57 | 0.5 | 437.285
MH5503L | 952.9 | 0.5 | 476.45
MH5503L-L4 | 1025.11 | 0.5 | 512.555
MH5504L | 972.59 | 0.5 | 486.295
MH5504L-L4 | 1017.49 | 0.5 | 508.745
MH5800 | 1115.16 | 0.5 | 557.58
MH5800-L4 | 1135.44 | 0.5 | 567.72
MH5803L | 1300.49 | 0.5 | 650.245
MH5803L-L4 | 1350.51 | 0.5 | 675.255
MH5804L | 1323.77 | 0.5 | 661.885
MH5804L-L4 | 1424.09 | 0.5 | 712.045
MHP3903100A100AB10 | 1092.52 | 0.5 | 546.26
MHP3903100AB10 | 954.39 | 0.5 | 477.195
MHP3904100A100AB10 | 1149.26 | 0.5 | 574.63
MHP3904100AB10 | 969.39 | 0.5 | 484.695
MHP4604100A100AB10 | 1407.22 | 0.5 | 703.61
MHP4604100AB10 | 1275.49 | 0.5 | 637.745
MKL-1 | 31.34 | 0.5 | 15.67
MKL-2 | 38.77 | 0.5 | 19.385
MKL-3 | 50.79 | 0.5 | 25.395
MKL-4 | 15.51 | 0.5 | 7.755
MOD1-07-33MV | 364.77 | 0.5 | 182.385
MOD2-07-33MV | 581.11 | 0.5 | 290.555
MOD3-07-33MV | 818.54 | 0.5 | 409.27
MT212-12 | 10.71 | 0.5 | 5.355
MT212-18 | 15.51 | 0.5 | 7.755
MT212-2 | 1.45 | 0.5 | 0.725
MT212-24 | 18.67 | 0.5 | 9.335
MT212-4 | 4.45 | 0.5 | 2.225
MT212-48 | 32.42 | 0.5 | 16.21
MT212-6 | 6.65 | 0.5 | 3.325
MT212-8 | 8.25 | 0.5 | 4.125
MT4-10 | 9.31 | 0.5 | 4.655
MT4-12 | 10.71 | 0.5 | 5.355
MT4-18 | 15.51 | 0.5 | 7.755
MT4-2 | 1.42 | 0.5 | 0.71
MT4-24 | 18.67 | 0.5 | 9.335
MT4-4 | 4.37 | 0.5 | 2.185
MT4-48 | 32.42 | 0.5 | 16.21
MT4-6 | 6.77 | 0.5 | 3.385
MT4-8 | 8.25 | 0.5 | 4.125
PE6000 | 42.04 | 0.5 | 21.02
PE6000-N4 | 78.41 | 0.5 | 39.205
PE6000-N4-GY | 72.62 | 0.5 | 36.31
PE6010 | 46.59 | 0.5 | 23.295
PE6010-GY | 50.02 | 0.5 | 25.01
PE6010-N4 | 83.01 | 0.5 | 41.505
PE6020 | 48.62 | 0.5 | 24.31
PE6020-GY | 49.53 | 0.5 | 24.765
PE6020-N4 | 84.84 | 0.5 | 42.42
PSB100AB10 | 208.16 | 0.5 | 104.08
PSB40AB10 | 172.14 | 0.5 | 86.07
PSC100AB10 | 251.28 | 0.5 | 125.64
PSC40AB10 | 224.87 | 0.5 | 112.435
PSH100A | 204.63 | 0.5 | 102.315
PSH100A100A | 343.9 | 0.5 | 171.95
PSH100A100AB10 | 364.21 | 0.5 | 182.105
PSH100A100AB10-DC | 786.92 | 0.5 | 393.46
PSH100A100AW | 370.93 | 0.5 | 185.465
PSH100A100AWB10 | 378.92 | 0.5 | 189.46
PSH100A24DWB10 | 707.55 | 0.5 | 353.775
PSH100AB10 | 214.58 | 0.5 | 107.29
PSH100AB10-DC | 514.94 | 0.5 | 257.47
PSH100AB10-EXT2 | 312.42 | 0.5 | 156.21
PSH100AW | 217.68 | 0.5 | 108.84
PSH100AWB10 | 228.59 | 0.5 | 114.295
PSH200A | 756.22 | 0.5 | 378.11
PSH200AB10-LVC | 1212.28 | 0.5 | 606.14
PSH200A-LVC | 1060.24 | 0.5 | 530.12
PSH24DWB10 | 466.95 | 0.5 | 233.475
PSH2C2RB10 | 504.41 | 0.5 | 252.205
PSH2C2RB10-L | 622.65 | 0.5 | 311.325
PSH2RB10 | 454.36 | 0.5 | 227.18
PSH300A | 660.02 | 0.5 | 330.01
PSH300AB10-LVC | 1074.5 | 0.5 | 537.25
PSH300A-IC | 769.07 | 0.5 | 384.535
PSH300A-LVC | 949.17 | 0.5 | 474.585
PSH40A | 170.7 | 0.5 | 85.35
PSH40AB10 | 197.8 | 0.5 | 98.9
PSH40AB10-EXT2 | 231.56 | 0.5 | 115.78
PSH40AW | 166.57 | 0.5 | 83.285
PSH40AWB10 | 187.21 | 0.5 | 93.605
PSH500A | 899.68 | 0.5 | 449.84
PSH500AB10-LVC | 1275.84 | 0.5 | 637.92
PSH500A-IC | 1000.89 | 0.5 | 500.445
PSH500A-LVC | 1153.4 | 0.5 | 576.7
PSH600-UPS | 831.63 | 0.5 | 415.815
PSH600-UPS-BC | 1088.76 | 0.5 | 544.38
PSH600-UPS-STAT | 900.2 | 0.5 | 450.1
PSH75A | 301.03 | 0.5 | 150.515
PSH75A75A | 411.12 | 0.5 | 205.56
PSH75A75AB10 | 444.93 | 0.5 | 222.465
PSH75A75AW | 418.88 | 0.5 | 209.44
PSH75A75AWB10 | 444.93 | 0.5 | 222.465
PSH75AB10 | 341.49 | 0.5 | 170.745
PSH75AW | 301.03 | 0.5 | 150.515
PSH75AWB10 | 333.21 | 0.5 | 166.605
PSH850-UPS-STAT | 1401.88 | 0.5 | 700.94
PSM19A24DAS | 100.74 | 0.5 | 50.37
PSM20A12DAS | 120.59 | 0.5 | 60.295
PSM24A24DAS | 97.09 | 0.5 | 48.545
PSM2RB10 | 136.54 | 0.5 | 68.27
PSMN01SB10 | 52.6 | 0.5 | 26.3
PSMN01SB4 | 52.6 | 0.5 | 26.3
PSMN200A | 631.11 | 0.5 | 315.555
PSMN24DA | 53.18 | 0.5 | 26.59
PSMN24DAS | 59.28 | 0.5 | 29.64
PSMN24SB10 | 52.6 | 0.5 | 26.3
PSMN24SB4 | 52.6 | 0.5 | 26.3
PSMN2C2RB10 | 184.72 | 0.5 | 92.36
PSMN2RB10 | 131.29 | 0.5 | 65.645
PSMN300A | 586.37 | 0.5 | 293.185
PSMN300A-IC | 643.49 | 0.5 | 321.745
PSMN40A | 65.22 | 0.5 | 32.61
PSMN40A24DS | 126.66 | 0.5 | 63.33
PSMN40AS | 75.2 | 0.5 | 37.6
PSMN500A | 773.67 | 0.5 | 386.835
PSMS1 | 39.51 | 0.5 | 19.755
PSP24DA | 76.2 | 0.5 | 38.1
PSPT2RB10 | 68.37 | 0.5 | 34.185
PSPT2RB4 | 74.95 | 0.5 | 37.475
PSPW2RB10 | 68.86 | 0.5 | 34.43
PSPW2RB4 | 70.46 | 0.5 | 35.23
PULS-ML15-241 | 111.8 | 0.5 | 55.9
PULS-PIC120-241D | 267.83 | 0.5 | 133.915
PULS-PIC240-241D | 405.48 | 0.5 | 202.74
PULS-PIM36-241 | 129.35 | 0.5 | 64.675
PULS-PIM60-241 | 175.16 | 0.5 | 87.58
PULS-PIM60-245 | 175.16 | 0.5 | 87.58
PULS-PIM90-241 | 224.7 | 0.5 | 112.35
PULS-PIM90-245 | 224.7 | 0.5 | 112.35
PULS-PIM90-245-L1 | 245.25 | 0.5 | 122.625
RIB013P | 161.63 | 0.5 | 80.815
RIB013P-NC | 158.32 | 0.5 | 79.16
RIB01BDC | 44.49 | 0.5 | 22.245
RIB01F600 | 255.22 | 0.5 | 127.61
RIB01P | 118.66 | 0.5 | 59.33
RIB01P30 | 127.04 | 0.5 | 63.52
RIB01P30-NC | 125.68 | 0.5 | 62.84
RIB01P30-NONC | 125.68 | 0.5 | 62.84
RIB01P30-S | 166.22 | 0.5 | 83.11
RIB01P30-S-NC | 166.22 | 0.5 | 83.11
RIB01P30-S-NONC | 172.44 | 0.5 | 86.22
RIB01SBCDC | 79.22 | 0.5 | 39.61
RIB01SBDC | 60.88 | 0.5 | 30.44
RIB01SBDC-NC | 60.88 | 0.5 | 30.44
RIB023P | 181.75 | 0.5 | 90.875
RIB023P-NC | 183.26 | 0.5 | 91.63
RIB02BDC | 49.9 | 0.5 | 24.95
RIB02P | 121.97 | 0.5 | 60.985
RIB02P30 | 131.54 | 0.5 | 65.77
RIB02P30-NC | 144.27 | 0.5 | 72.135
RIB02P30-NONC | 144.27 | 0.5 | 72.135
RIB02SBCDC | 80.25 | 0.5 | 40.125
RIB02SBDC | 61.92 | 0.5 | 30.96
RIB02SBDC-NC | 63.07 | 0.5 | 31.535
RIB043P | 179.43 | 0.5 | 89.715
RIB043P-NC | 179.43 | 0.5 | 89.715
RIB04P | 125.41 | 0.5 | 62.705
RIB12C-FA | 28.42 | 0.5 | 14.21
RIB12C-FA-N4 | 41.81 | 0.5 | 20.905
RIB12C-FA-RD | 30.41 | 0.5 | 15.205
RIB12P | 142.51 | 0.5 | 71.255
RIB12P30 | 237.64 | 0.5 | 118.82
RIB12S-FA | 41.16 | 0.5 | 20.58
RIB12S-FA-NC | 42.69 | 0.5 | 21.345
RIB12S-FA-RD | 44.79 | 0.5 | 22.395
RIB21BPP10 | 201.28 | 0.5 | 100.64
RIB21BPP5 | 185.24 | 0.5 | 92.62
RIB21CDC | 36.07 | 0.5 | 18.035
RIB21CDC-N4 | 52.13 | 0.5 | 26.065
RIB21CDC-RD | 38.62 | 0.5 | 19.31
RIB2401B | 41.96 | 0.5 | 20.98
RIB2401B2G | 80.34 | 0.5 | 40.17
RIB2401C | 24.91 | 0.5 | 12.455
RIB2401C-N4 | 40.19 | 0.5 | 20.095
RIB2401C-RD | 29.6 | 0.5 | 14.8
RIB2401D | 47.22 | 0.5 | 23.61
RIB2401D-N4 | 63.23 | 0.5 | 31.615
RIB2401D-RD | 53.03 | 0.5 | 26.515
RIB2401SB | 54.21 | 0.5 | 27.105
RIB2401SBC | 73.65 | 0.5 | 36.825
RIB2401SB-NC | 58.67 | 0.5 | 29.335
RIB2402B | 46.68 | 0.5 | 23.34
RIB2402B2G | 88.44 | 0.5 | 44.22
RIB2402D | 52.05 | 0.5 | 26.025
RIB2402D-N4 | 69.65 | 0.5 | 34.825
RIB2402D-RD | 59.07 | 0.5 | 29.535
RIB2402SB | 63.14 | 0.5 | 31.57
RIB2402SBC | 85.14 | 0.5 | 42.57
RIB2402SB-NC | 66.8 | 0.5 | 33.4
RIB2421B | 53.26 | 0.5 | 26.63
RIB2421C | 36.66 | 0.5 | 18.33
RIB2421C-N4 | 53.23 | 0.5 | 26.615
RIB2421C-RD | 42.61 | 0.5 | 21.305
RIB2421SB | 69.62 | 0.5 | 34.81
RIB2421SB-NC | 73.66 | 0.5 | 36.83
RIB243P | 151.29 | 0.5 | 75.645
RIB243P-NC | 167.6 | 0.5 | 83.8
RIB24C-FA | 28.42 | 0.5 | 14.21
RIB24C-FA-N4 | 41.03 | 0.5 | 20.515
RIB24C-FA-RD | 29.3 | 0.5 | 14.65
RIB24P | 96.65 | 0.5 | 48.325
RIB24P30 | 123.26 | 0.5 | 61.63
RIB24P-FA | 110.02 | 0.5 | 55.01
RIB24S-FA | 41.16 | 0.5 | 20.58
RIB24S-FA-NC | 38.81 | 0.5 | 19.405
RIB24S-FA-RD | 43.16 | 0.5 | 21.58
RIB24Z | 99.05 | 0.5 | 49.525
RIB347P | 135.44 | 0.5 | 67.72
RIBAN12C | 37.09 | 0.5 | 18.545
RIBAN24C | 35.71 | 0.5 | 17.855
RIBD01BDC | 105 | 0.5 | 52.5
RIBD02BDC | 115.6 | 0.5 | 57.8
RIBD2421C | 90.9 | 0.5 | 45.45
RIBH1C | 31.69 | 0.5 | 15.845
RIBH1C-N4 | 48.21 | 0.5 | 24.105
RIBH1C-RD | 37.63 | 0.5 | 18.815
RIBH1CW | 45.92 | 0.5 | 22.96
RIBH1S | 52.77 | 0.5 | 26.385
RIBH1SC | 67.64 | 0.5 | 33.82
RIBH1SM-250 | 67.58 | 0.5 | 33.79
RIBH1SM-250-NC | 70.11 | 0.5 | 35.055
RIBH1S-NC | 52.77 | 0.5 | 26.385
RIBH2C | 61.64 | 0.5 | 30.82
RIBHX24BA | 113.27 | 0.5 | 56.635
RIBHX24BA-RD | 123.99 | 0.5 | 61.995
RIBHX24BF | 94.87 | 0.5 | 47.435
RIBHX24BF-N4 | 110.8 | 0.5 | 55.4
RIBHX24BF-RD | 116.88 | 0.5 | 58.44
RIBL12B | 135.31 | 0.5 | 67.655
RIBL12BM | 173.95 | 0.5 | 86.975
RIBL12SB | 156.07 | 0.5 | 78.035
RIBL12SBM | 192.19 | 0.5 | 96.095
RIBL1C-DC | 31.83 | 0.5 | 15.915
RIBL1C-DC-N4 | 44.41 | 0.5 | 22.205
RIBL1C-DC-RD | 33.84 | 0.5 | 16.92
RIBL24B | 74.67 | 0.5 | 37.335
RIBL24BM | 163.62 | 0.5 | 81.81
RIBL24B-RD | 85.43 | 0.5 | 42.715
RIBL24SB | 130.02 | 0.5 | 65.01
RIBL24SBM | 163.41 | 0.5 | 81.705
RIBL24SB-RD | 136.95 | 0.5 | 68.475
RIBL3C | 90.39 | 0.5 | 45.195
RIBL3C-NC | 91.18 | 0.5 | 45.59
RIBL4C | 109.49 | 0.5 | 54.745
RIBL4C-NC | 117.84 | 0.5 | 58.92
RIBLB | 229.42 | 0.5 | 114.71
RIBLB-2 | 164.27 | 0.5 | 82.135
RIBLB-4 | 206.25 | 0.5 | 103.125
RIBLB-6 | 240.39 | 0.5 | 120.195
RIBM013PN | 125.09 | 0.5 | 62.545
RIBM013PNDC | 130.13 | 0.5 | 65.065
RIBM01ZNDC | 112.15 | 0.5 | 56.075
RIBM023PN | 149.17 | 0.5 | 74.585
RIBM02ZNDC | 113.28 | 0.5 | 56.64
RIBM043PN | 128.9 | 0.5 | 64.45
RIBM043PN-HD | 192.98 | 0.5 | 96.49
RIBM12C | 21.59 | 0.5 | 10.795
RIBM12S | 32.11 | 0.5 | 16.055
RIBM2401B | 36.69 | 0.5 | 18.345
RIBM2401D | 36.92 | 0.5 | 18.46
RIBM2401SB | 59.99 | 0.5 | 29.995
RIBM2401SBC | 71.19 | 0.5 | 35.595
RIBM2402B | 43.22 | 0.5 | 21.61
RIBM2402D | 47.22 | 0.5 | 23.61
RIBM2402SB | 56.98 | 0.5 | 28.49
RIBM2402SBC | 74.02 | 0.5 | 37.01
RIBM243PN | 122.96 | 0.5 | 61.48
RIBM24C | 20.8 | 0.5 | 10.4
RIBM24S | 28.68 | 0.5 | 14.34
RIBM24ZL | 107.42 | 0.5 | 53.71
RIBM24ZL-NC | 111.55 | 0.5 | 55.775
RIBM24ZL-NONC | 113.61 | 0.5 | 56.805
RIBM24ZN | 105.65 | 0.5 | 52.825
RIBME2401B | 51.88 | 0.5 | 25.94
RIBME2402B | 58.71 | 0.5 | 29.355
RIBMH1C | 37.63 | 0.5 | 18.815
RIBMH1S | 42.53 | 0.5 | 21.265
RIBMH1SC | 59.59 | 0.5 | 29.795
RIBMH1SM-250 | 58.22 | 0.5 | 29.11
RIBMH1S-NC | 43.31 | 0.5 | 21.655
RIBMH2C | 67.19 | 0.5 | 33.595
RIBMN12C | 20.8 | 0.5 | 10.4
RIBMN12C-FA | 21.59 | 0.5 | 10.795
RIBMN12S | 27.43 | 0.5 | 13.715
RIBMN12S-FA | 27.43 | 0.5 | 13.715
RIBMN2401D | 38.34 | 0.5 | 19.17
RIBMN24C | 19.69 | 0.5 | 9.845
RIBMN24C-4T | 88.63 | 0.5 | 44.315
RIBMN24C-FA | 21.59 | 0.5 | 10.795
RIBMN24Q2C | 126.63 | 0.5 | 63.315
RIBMN24Q3C | 155.98 | 0.5 | 77.99
RIBMN24Q4C | 185.27 | 0.5 | 92.635
RIBMN24Q4C-PX | 164.04 | 0.5 | 82.02
RIBMN24S | 28.27 | 0.5 | 14.135
RIBMN24S-4T | 111.33 | 0.5 | 55.665
RIBMN24S-FA | 27.43 | 0.5 | 13.715
RIBMN24S-J | 30.64 | 0.5 | 15.32
RIBMN24ZL | 110.45 | 0.5 | 55.225
RIBMN24ZL-NC | 110.45 | 0.5 | 55.225
RIBMNA1D0 | 93.83 | 0.5 | 46.915
RIBMNH1C | 37.63 | 0.5 | 18.815
RIBMNH1S | 48.8 | 0.5 | 24.4
RIBMNH1SM-250 | 59.31 | 0.5 | 29.655
RIBMNLB | 186.92 | 0.5 | 93.46
RIBMNLB-1 | 82.21 | 0.5 | 41.105
RIBMNLB-2 | 122.93 | 0.5 | 61.465
RIBMNLB-2NO | 139.77 | 0.5 | 69.885
RIBMNLB-4 | 158.08 | 0.5 | 79.04
RIBMNLB-4NO | 185.55 | 0.5 | 92.775
RIBMNLB-6 | 197.44 | 0.5 | 98.72
RIBMNLB-6NO | 227.44 | 0.5 | 113.72
RIBMNU1C | 30.42 | 0.5 | 15.21
RIBMNU1S | 43.18 | 0.5 | 21.59
RIBMNU1SM-250 | 57 | 0.5 | 28.5
RIBMNW24B-BCAI | 311.7 | 0.5 | 155.85
RIBMNW24B-MBAI | 308.71 | 0.5 | 154.355
RIBMNWD12-BC | 469.08 | 0.5 | 234.54
RIBMNWD12-BCDI | 394.71 | 0.5 | 197.355
RIBMNWLB-7-BC | 452.6 | 0.5 | 226.3
RIBMNWX2401B-BC | 283.69 | 0.5 | 141.845
RIBMNWX2401SB-LN | 325.71 | 0.5 | 162.855
RIBMNWX2402B-BC | 307.7 | 0.5 | 153.85
RIBMNWX2402SB-LN | 338.76 | 0.5 | 169.38
RIBMU1C | 29.56 | 0.5 | 14.78
RIBMU1S | 43.53 | 0.5 | 21.765
RIBMU1SC | 66.42 | 0.5 | 33.21
RIBMU1SM-250 | 57 | 0.5 | 28.5
RIBMU1S-NC | 47.74 | 0.5 | 23.87
RIBMU2C | 51.91 | 0.5 | 25.955
RIBMW24B-44-BC | 415.21 | 0.5 | 207.605
RIBMW24SB-LNAI | 272.22 | 0.5 | 136.11
RIBMW24SB-LNT2 | 272.22 | 0.5 | 136.11
RIBMW24SB-LNT3 | 272.22 | 0.5 | 136.11
RIBMX24BA | 94.61 | 0.5 | 47.305
RIBMX24BF | 83.56 | 0.5 | 41.78
RIBMX24SBA | 102.82 | 0.5 | 51.41
RIBMX24SBF | 87.53 | 0.5 | 43.765
RIBMX24SBV | 87.53 | 0.5 | 43.765
RIBPM413-BC | 841.18 | 0.5 | 420.59
RIBPM413-BC-KIT | 1544.38 | 0.5 | 772.19
RIBR24D | 52.74 | 0.5 | 26.37
RIBR24D-NS | 47.03 | 0.5 | 23.515
RIBR24SD | 77.61 | 0.5 | 38.805
RIBR24SD-NS | 71.9 | 0.5 | 35.95
RIBRL1C | 45.56 | 0.5 | 22.78
RIBRL1C-NS | 36.99 | 0.5 | 18.495
RIBRL1S | 65.35 | 0.5 | 32.675
RIBRL1S-NS | 59.64 | 0.5 | 29.82
RIBRXLCF | 121.48 | 0.5 | 60.74
RIBRXLCF-NS | 115.77 | 0.5 | 57.885
RIBRXLSA | 158.35 | 0.5 | 79.175
RIBRXLSA-NS | 152.64 | 0.5 | 76.32
RIBT2401B | 53.3 | 0.5 | 26.65
RIBT2401D | 61.06 | 0.5 | 30.53
RIBT2401SB | 66.27 | 0.5 | 33.135
RIBT2401SBC | 84.59 | 0.5 | 42.295
RIBT2402B | 57.82 | 0.5 | 28.91
RIBT2402SB | 69.74 | 0.5 | 34.87
RIBT2402SBC | 91.28 | 0.5 | 45.64
RIBT242B | 84.15 | 0.5 | 42.075
RIBT243B | 118.72 | 0.5 | 59.36
RIBT243P | 169.29 | 0.5 | 84.645
RIBT243P-NC | 172.42 | 0.5 | 86.21
RIBT24B | 51.05 | 0.5 | 25.525
RIBT24B-FA | 49.52 | 0.5 | 24.76
RIBT24P | 120.07 | 0.5 | 60.035
RIBT24SB | 63.81 | 0.5 | 31.905
RIBT24Z | 125.68 | 0.5 | 62.84
RIBTD2401B | 127 | 0.5 | 63.5
RIBTE01B | 69.93 | 0.5 | 34.965
RIBTE01P | 146.71 | 0.5 | 73.355
RIBTE01P-S | 196.15 | 0.5 | 98.075
RIBTE01SB | 88.75 | 0.5 | 44.375
RIBTE02B | 73.39 | 0.5 | 36.695
RIBTE02P | 144.63 | 0.5 | 72.315
RIBTE02P-S | 196.86 | 0.5 | 98.43
RIBTE02SB | 85.29 | 0.5 | 42.645
RIBTE24B | 65.07 | 0.5 | 32.535
RIBTE24P | 156.69 | 0.5 | 78.345
RIBTE24SB | 88.54 | 0.5 | 44.27
RIBTELC | 61.65 | 0.5 | 30.825
RIBTELS | 74.4 | 0.5 | 37.2
RIBTH1C | 48.49 | 0.5 | 24.245
RIBTH1S | 63.15 | 0.5 | 31.575
RIBTH1SC | 77.41 | 0.5 | 38.705
RIBTH2C | 82.83 | 0.5 | 41.415
RIBTPM413-BC | 910.36 | 0.5 | 455.18
RIBTU1C | 47.21 | 0.5 | 23.605
RIBTU1S | 55.83 | 0.5 | 27.915
RIBTU1SC | 77.35 | 0.5 | 38.675
RIBTU2C | 72.04 | 0.5 | 36.02
RIBTW2401B-BC | 226.23 | 0.5 | 113.115
RIBTW2401B-LN | 236.81 | 0.5 | 118.405
RIBTW2401B-LN-P1 | 252.39 | 0.5 | 126.195
RIBTW2401SB-LN | 258.36 | 0.5 | 129.18
RIBTW2401SB-LN-P1 | 270.63 | 0.5 | 135.315
RIBTW2402B-BC | 244.89 | 0.5 | 122.445
RIBTW2402B-LN | 259.22 | 0.5 | 129.61
RIBTW2402B-LN-P1 | 258.66 | 0.5 | 129.33
RIBTW2402SB-LN | 277.73 | 0.5 | 138.865
RIBTW2402SB-LN-P1 | 276.8 | 0.5 | 138.4
RIBTW24B-BCAI | 338.95 | 0.5 | 169.475
RIBTW24B-BCAI-N4 | 399.1 | 0.5 | 199.55
RIBTW24B-BCAO | 381.37 | 0.5 | 190.685
RIBTW24B-MBAI | 373.58 | 0.5 | 186.79
RIBTW24SB-LNAI | 310.05 | 0.5 | 155.025
RIBTW24SB-LNAI-N4 | 348.12 | 0.5 | 174.06
RIBTW24SB-LNAI-P1 | 342.26 | 0.5 | 171.13
RIBTW24SB-LNT2 | 310.05 | 0.5 | 155.025
RIBTW24SB-LNT2-N4 | 345.37 | 0.5 | 172.685
RIBTW24SB-LNT3 | 310.05 | 0.5 | 155.025
RIBTWX2401B-BC | 298.35 | 0.5 | 149.175
RIBTWX2401B-BC-GY | 328.84 | 0.5 | 164.42
RIBTWX2401B-BC-N4 | 354.37 | 0.5 | 177.185
RIBTWX2401B-BC-N4-GY | 354.37 | 0.5 | 177.185
RIBTWX2401SB-LN | 351.26 | 0.5 | 175.63
RIBTWX2401SB-LN-GY | 364.39 | 0.5 | 182.195
RIBTWX2401SB-LN-N4 | 341.87 | 0.5 | 170.935
RIBTWX2402B-BC | 341.97 | 0.5 | 170.985
RIBTWX2402B-BC-N4 | 367.5 | 0.5 | 183.75
RIBTWX2402SB-LN | 355.25 | 0.5 | 177.625
RIBTWX2402SB-LN-N4 | 395.02 | 0.5 | 197.51
RIBU1C | 27.94 | 0.5 | 13.97
RIBU1C-100PACK | 2793.33 | 0.5 | 1396.665
RIBU1C-10PACK | 279.33 | 0.5 | 139.665
RIBU1C-25PACK | 698.34 | 0.5 | 349.17
RIBU1C-5PACK | 139.67 | 0.5 | 69.835
RIBU1C-N4 | 40.05 | 0.5 | 20.025
RIBU1C-RD | 30.8 | 0.5 | 15.4
RIBU1CW | 40.21 | 0.5 | 20.105
RIBU1S | 47.74 | 0.5 | 23.87
RIBU1SC | 68.16 | 0.5 | 34.08
RIBU1SM-250 | 58.77 | 0.5 | 29.385
RIBU1SM-250-NC | 58.77 | 0.5 | 29.385
RIBU1S-NC | 51.67 | 0.5 | 25.835
RIBU2C | 51.77 | 0.5 | 25.885
RIBU2S2 | 89.51 | 0.5 | 44.755
RIBU2S2-NC | 89.51 | 0.5 | 44.755
RIBU2SC | 72.08 | 0.5 | 36.04
RIBU2SC-NC | 72.08 | 0.5 | 36.04
RIBW01B-EN3 | 272.15 | 0.5 | 136.075
RIBW01C-EN3 | 271.16 | 0.5 | 135.58
RIBW01F600-EN3 | 355.04 | 0.5 | 177.52
RIBW02C-EN3 | 271.16 | 0.5 | 135.58
RIBW208B-EN3 | 307.96 | 0.5 | 153.98
RIBW21BAO-EN3 | 349.57 | 0.5 | 174.785
RIBW240B-EN3 | 307.96 | 0.5 | 153.98
RIBW24B-EN3 | 269.79 | 0.5 | 134.895
RIBW277B-EN3 | 307.96 | 0.5 | 153.98
RIBX243PA | 174.87 | 0.5 | 87.435
RIBX243PA-NC | 181.4 | 0.5 | 90.7
RIBX243PF | 170 | 0.5 | 85
RIBX243PF-NC | 170 | 0.5 | 85
RIBX243PV | 170 | 0.5 | 85
RIBX243PV-NC | 170 | 0.5 | 85
RIBX24BA | 93.4 | 0.5 | 46.7
RIBX24BF | 85.96 | 0.5 | 42.98
RIBX24BV | 86.18 | 0.5 | 43.09
RIBX24SBA | 113.49 | 0.5 | 56.745
RIBX24SBF | 92.91 | 0.5 | 46.455
RIBX24SBV | 96.48 | 0.5 | 48.24
RIBXA | 65.27 | 0.5 | 32.635
RIBXF | 57.78 | 0.5 | 28.89
RIBXG21A | 112.29 | 0.5 | 56.145
RIBXG21F | 101.02 | 0.5 | 50.51
RIBXG21TA | 101.53 | 0.5 | 50.765
RIBXG21TF | 91.54 | 0.5 | 45.77
RIBXG420-100 | 126.55 | 0.5 | 63.275
RIBXG420-20 | 126.55 | 0.5 | 63.275
RIBXG420-50 | 126.55 | 0.5 | 63.275
RIBXGA | 63.01 | 0.5 | 31.505
RIBXGA-SCAL | 102.15 | 0.5 | 51.075
RIBXGF | 51.38 | 0.5 | 25.69
RIBXGFL | 68.24 | 0.5 | 34.12
RIBXGHA | 85.51 | 0.5 | 42.755
RIBXGHF | 67.69 | 0.5 | 33.845
RIBXGHTA | 85.5 | 0.5 | 42.75
RIBXGHTF | 69.11 | 0.5 | 34.555
RIBXGNTA | 64.46 | 0.5 | 32.23
RIBXGNTF | 55.5 | 0.5 | 27.75
RIBXGTA | 60.34 | 0.5 | 30.17
RIBXGTA-ECM | 88.43 | 0.5 | 44.215
RIBXGTA-NC | 66.34 | 0.5 | 33.17
RIBXGTA-SCAL | 102.15 | 0.5 | 51.075
RIBXGTF | 51.38 | 0.5 | 25.69
RIBXGTFL | 61.06 | 0.5 | 30.53
RIBXGTF-NC | 57.38 | 0.5 | 28.69
RIBXGTV10 | 84.47 | 0.5 | 42.235
RIBXGTV5 | 92.77 | 0.5 | 46.385
RIBXGTV5-10 | 61.37 | 0.5 | 30.685
RIBXJA | 103.94 | 0.5 | 51.97
RIBXJF | 98.31 | 0.5 | 49.155
RIBXK420-100 | 59.1 | 0.5 | 29.55
RIBXK420-20 | 55.95 | 0.5 | 27.975
RIBXK420-50 | 59.1 | 0.5 | 29.55
RIBXKA | 56.16 | 0.5 | 28.08
RIBXKF | 36.22 | 0.5 | 18.11
RIBXKTA | 53.56 | 0.5 | 26.78
RIBXKTF | 36.22 | 0.5 | 18.11
RIBXKTV5-10 | 47.3 | 0.5 | 23.65
RIBXKTV5-100 | 49.97 | 0.5 | 24.985
RIBXKTV5-20 | 47.3 | 0.5 | 23.65
RIBXKTV5-50 | 47.3 | 0.5 | 23.65
RIBXLCA | 84.68 | 0.5 | 42.34
RIBXLCEA | 117.21 | 0.5 | 58.605
RIBXLCEV | 79.51 | 0.5 | 39.755
RIBXLCF | 77.96 | 0.5 | 38.98
RIBXLCJA | 119.56 | 0.5 | 59.78
RIBXLCJF | 114.92 | 0.5 | 57.46
RIBXLCRA | 101.7 | 0.5 | 50.85
RIBXLCRF | 92.1 | 0.5 | 46.05
RIBXLCV | 72.31 | 0.5 | 36.155
RIBXLSA | 82.13 | 0.5 | 41.065
RIBXLSEA | 126.87 | 0.5 | 63.435
RIBXLSEV | 88.58 | 0.5 | 44.29
RIBXLSF | 82.54 | 0.5 | 41.27
RIBXLSJA | 127.03 | 0.5 | 63.515
RIBXLSJF | 127.11 | 0.5 | 63.555
RIBXLSRA | 121.66 | 0.5 | 60.83
RIBXLSRF | 103.79 | 0.5 | 51.895
RIBXLSV | 82.54 | 0.5 | 41.27
RIBXRA | 81.01 | 0.5 | 40.505
RIBXRF | 74.95 | 0.5 | 37.475
RIBXV | 65.81 | 0.5 | 32.905
ROPE-16-040A-07MV | 313.49 | 0.5 | 156.745
ROPE-24-060A-07MV | 365.67 | 0.5 | 182.835
ROPE-36-080A-07MV | 424.47 | 0.5 | 212.235
ROPE-48-100A-07MV | 574.64 | 0.5 | 287.32
SIB02S | 30.07 | 0.5 | 15.035
SIB02S-RD | 32.3 | 0.5 | 16.15
SIB04S | 36.48 | 0.5 | 18.24
SIB04S-RD | 38.69 | 0.5 | 19.345
SIB05S | 36.48 | 0.5 | 18.24
SIB05S-RD | 40.12 | 0.5 | 20.06
SIBLS | 28.03 | 0.5 | 14.015
SIBLS-RD | 30.77 | 0.5 | 15.385
SP3303 | 25.24 | 0.5 | 12.62
SP3304 | 72.06 | 0.5 | 36.03
SP3803L | 49.91 | 0.5 | 24.955
SP3803S | 41.98 | 0.5 | 20.99
SP3804L | 122.43 | 0.5 | 61.215
SP3804S | 102.54 | 0.5 | 51.27
SP4403L | 45.51 | 0.5 | 22.755
SP4404L | 75.58 | 0.5 | 37.79
SP5503L | 94.72 | 0.5 | 47.36
SP5504L | 107.86 | 0.5 | 53.93
SP5803L | 122.62 | 0.5 | 61.31
SP5804L | 181.75 | 0.5 | 90.875
TR100VA001 | 73.37 | 0.5 | 36.685
TR100VA001US | 107.77 | 0.5 | 53.885
TR100VA002 | 76.52 | 0.5 | 38.26
TR100VA002US | 117.44 | 0.5 | 58.72
TR100VA004 | 89.93 | 0.5 | 44.965
TR100VA005 | 89.11 | 0.5 | 44.555
TR100VA008 | 91.67 | 0.5 | 45.835
TR100VA009 | 94.99 | 0.5 | 47.495
TR100VA009US | 131.77 | 0.5 | 65.885
TR100VA015 | 92.92 | 0.5 | 46.46
TR100VA026 | 84.67 | 0.5 | 42.335
TR100VA027 | 87.12 | 0.5 | 43.56
TR150VA001 | 103.09 | 0.5 | 51.545
TR150VA002 | 110.58 | 0.5 | 55.29
TR150VA008 | 137.31 | 0.5 | 68.655
TR175VA001 | 133.92 | 0.5 | 66.96
TR175VA002 | 127.43 | 0.5 | 63.715
TR175VA003 | 126.18 | 0.5 | 63.09
TR20VA001 | 28.15 | 0.5 | 14.075
TR20VA002 | 32.2 | 0.5 | 16.1
TR20VA003 | 31.95 | 0.5 | 15.975
TR20VA004 | 36.67 | 0.5 | 18.335
TR20VA007 | 30.17 | 0.5 | 15.085
TR240VA001 | 160.19 | 0.5 | 80.095
TR300VA002 | 228.81 | 0.5 | 114.405
TR375VA001 | 223.97 | 0.5 | 111.985
TR40VA001 | 35.84 | 0.5 | 17.92
TR40VA001US | 59.94 | 0.5 | 29.97
TR40VA002 | 37.54 | 0.5 | 18.77
TR40VA002US | 62.53 | 0.5 | 31.265
TR40VA003 | 39.69 | 0.5 | 19.845
TR40VA004 | 43.82 | 0.5 | 21.91
TR40VA013 | 62.21 | 0.5 | 31.105
TR40VA015 | 45.03 | 0.5 | 22.515
TR40VA022 | 41.14 | 0.5 | 20.57
TR40VA040 | 45.24 | 0.5 | 22.62
TR50VA001 | 39.28 | 0.5 | 19.64
TR50VA001US | 64.18 | 0.5 | 32.09
TR50VA002 | 42.55 | 0.5 | 21.275
TR50VA003 | 45.24 | 0.5 | 22.62
TR50VA004 | 64.86 | 0.5 | 32.43
TR50VA005 | 55.58 | 0.5 | 27.79
TR50VA005US | 94.53 | 0.5 | 47.265
TR50VA006 | 43.92 | 0.5 | 21.96
TR50VA007 | 44.94 | 0.5 | 22.47
TR50VA008 | 67.49 | 0.5 | 33.745
TR50VA009 | 64.06 | 0.5 | 32.03
TR50VA014 | 61.92 | 0.5 | 30.96
TR50VA015 | 64.36 | 0.5 | 32.18
TR50VA016 | 63.42 | 0.5 | 31.71
TR50VA017 | 65.31 | 0.5 | 32.655
TR50VA018 | 75.87 | 0.5 | 37.935
TR50VA022US | 105.08 | 0.5 | 52.54
TR50VA027 | 67.47 | 0.5 | 33.735
TR75VA001 | 68.16 | 0.5 | 34.08
TR75VA002 | 72.47 | 0.5 | 36.235
TR75VA003 | 75.44 | 0.5 | 37.72
TR75VA004 | 77.6 | 0.5 | 38.8
TR75VA005 | 76.85 | 0.5 | 38.425
TR75VA007 | 83.77 | 0.5 | 41.885
TS-AN | 3.74 | 0.5 | 1.87
TS-BC | 11.99 | 0.5 | 5.995
UPS600 | 486.46 | 0.5 | 243.23
UPS850 | 714.21 | 0.5 | 357.105
WDWS2-EN3 | 171.6 | 0.5 | 85.8
WKC-EN3 | 266.3 | 0.5 | 133.15
WSTP-W | 2.58 | 0.5 | 1.29
WVSCM-EN3 | 365.72 | 0.5 | 182.86
WVSWM-EN3 | 312.89 | 0.5 | 156.445
WWS2-EN3 | 243.54 | 0.5 | 121.77

## RIB Building Automation
Item | Division | Category | Sub-Category | Marketing Description | Length (inch) | Width (inch) | Height (inch) | Shipping Weight (pound) | Tariff Code | Country of Origin | Datasheet | Datasheet Link | Product Photo | Product Photo Link | Bulletin, Installation Instructions Links | Units | Approvals | Warranty | Hazardous | Ship UPS | Returnable | Sold in Canada | Hazardous | Color | Amps | Voltage | Relays | Contact Type | Expected Relay Life | Operating Temperature | Humidity Range | Wire Length | Wire Rating
ADIN35 | Building Automation | Accessories | Mounting Supplies | DIN Rail Perforated, 35mm x 7.5mm x 1m | 1.3779 | 0.2953 | 39.3701 | 0.7 | 8538.90.7080 | DE - Germany | https://www.functionaldevices.com/downloads/datasheets/ADIN35.pdf | https://www.functionaldevices.com/downloads/datasheets/ADIN35.pdf | https://www.functionaldevices.com/downloads/products/ADIN35.jpg | https://www.functionaldevices.com/downloads/products/ADIN35.jpg |  | 1 | CE¦RoHS | 5 years | N |  | Y | N | N | Gray
ADIN35ES | Building Automation | Accessories | Mounting Supplies | End Stops for 35mm DIN Rail | 1.2598 | 1.1024 | 0.315 | 0.04 | 8538.90.7080 | IN - India | https://www.functionaldevices.com/downloads/datasheets/ADIN35ES.pdf | https://www.functionaldevices.com/downloads/datasheets/ADIN35ES.pdf | https://www.functionaldevices.com/downloads/products/ADIN35ES.jpg | https://www.functionaldevices.com/downloads/products/ADIN35ES.jpg |  | 1 | CE¦RoHS | 5 years | N |  | Y | N | N | Gray
APS53-TC | Building Automation | Accessories | Terminals | Terminal Cover for PSH500A and PSH300A | 4.1 | 2.2 | 0.032 | 0.04 | 9030.90.8030 | US - United States | https://www.functionaldevices.com/downloads/datasheets/APS53-TC.pdf | https://www.functionaldevices.com/downloads/datasheets/APS53-TC.pdf | https://www.functionaldevices.com/downloads/products/APS53-TC.jpg | https://www.functionaldevices.com/downloads/products/APS53-TC.jpg |  | 1 |  | 5 years | N |  | Y | N | N | Gray
APSB-TC | Building Automation | Accessories | Terminals | 1 Terminal Cover and 2 Clips for PSB 4up-Terminal |  |  |  | 0.005 | 9030.90.8030 | US - United States | https://www.functionaldevices.com/downloads/datasheets/APSB-TC.pdf | https://www.functionaldevices.com/downloads/datasheets/APSB-TC.pdf | https://www.functionaldevices.com/downloads/products/APSB-TC.jpg | https://www.functionaldevices.com/downloads/products/APSB-TC.jpg |  | 1 |  | 5 years
AR24D | Building Automation | Accessories | Replacement Parts | Pluggable Relays (3-pack), Replacement for RIBR24 Series | 1.125 | 0.5 | 0.75 | 0.004 | 8536.49.0075 | US - United States | https://www.functionaldevices.com/downloads/datasheets/AR24D.pdf | https://www.functionaldevices.com/downloads/datasheets/AR24D.pdf | https://www.functionaldevices.com/downloads/products/AR24D.jpg | https://www.functionaldevices.com/downloads/products/AR24D.jpg |  | 1 | CE¦RoHS | 5 years | N |  | Y | N | N
ARL1C | Building Automation | Accessories | Replacement Parts | Pluggable Relays (3-pack), Replacement for RIBRL & RIBRX Series | 1.125 | 0.5 | 1 | 0.004 | 8536.49.0075 | US - United States | https://www.functionaldevices.com/downloads/datasheets/ARL1C.pdf | https://www.functionaldevices.com/downloads/datasheets/ARL1C.pdf | https://www.functionaldevices.com/downloads/products/ARL1C.jpg | https://www.functionaldevices.com/downloads/products/ARL1C.jpg |  | 1 | CE¦RoHS | 5 years | N |  | Y | N | N
AT4-12 | Building Automation | Accessories | Mounting Supplies | AdapTrack Mounting Rail, 4.00" Width x 12.00" Length | 12 | 4 | 0.38 | 0.38 | 8538.10.0000 | US - United States | https://www.functionaldevices.com/downloads/datasheets/AT4_SERIES.pdf | https://www.functionaldevices.com/downloads/datasheets/AT4_SERIES.pdf | https://www.functionaldevices.com/downloads/products/AT4-12.jpg | https://www.functionaldevices.com/downloads/products/AT4-12.jpg |  | 1 | CE¦RoHS¦UL Component Recognized | 5 years | N |  | Y | N | N | Gray
AT4-2 | Building Automation | Accessories | Mounting Supplies | AdapTrack Mounting Rail, 4.00" Width x 2.00" Length | 2 | 4 | 0.064 | 0.064 | 8538.10.0000 | US - United States | https://www.functionaldevices.com/downloads/datasheets/AT4_SERIES.pdf | https://www.functionaldevices.com/downloads/datasheets/AT4_SERIES.pdf | https://www.functionaldevices.com/downloads/products/AT4-2.jpg | https://www.functionaldevices.com/downloads/products/AT4-2.jpg |  | 1 | CE¦RoHS¦UL Component Recognized | 5 years | N |  | Y | N | N | Gray
AT4-24 | Building Automation | Accessories | Mounting Supplies | AdapTrack Mounting Rail, 4.00" Width x 24.00" Length | 24 | 4 | 0.76 | 0.76 | 8538.10.0000 | US - United States | https://www.functionaldevices.com/downloads/datasheets/AT4_SERIES.pdf | https://www.functionaldevices.com/downloads/datasheets/AT4_SERIES.pdf | https://www.functionaldevices.com/downloads/products/AT4-24.jpg | https://www.functionaldevices.com/downloads/products/AT4-24.jpg |  | 1 | CE¦RoHS¦UL Component Recognized | 5 years | N |  | Y | N | N | Gray
AT4-48 | Building Automation | Accessories | Mounting Supplies | AdapTrack Mounting Rail, 4.00" Width x 48.00" Length | 48 | 4 | 1.52 | 1.52 | 8538.10.0000 | US - United States | https://www.functionaldevices.com/downloads/datasheets/AT4_SERIES.pdf | https://www.functionaldevices.com/downloads/datasheets/AT4_SERIES.pdf | https://www.functionaldevices.com/downloads/products/AT4-48.jpg | https://www.functionaldevices.com/downloads/products/AT4-48.jpg |  | 1 | CE¦RoHS¦UL Component Recognized | 5 years | N |  | Y | N | N | Gray
AT4-6 | Building Automation | Accessories | Mounting Supplies | AdapTrack Mounting Rail, 4.00" Width x 6.00" Length | 6 | 4 | 0.2 | 0.2 | 8538.10.0000 | US - United States | https://www.functionaldevices.com/downloads/datasheets/AT4_SERIES.pdf | https://www.functionaldevices.com/downloads/datasheets/AT4_SERIES.pdf | https://www.functionaldevices.com/downloads/products/AT4-6.jpg | https://www.functionaldevices.com/downloads/products/AT4-6.jpg |  | 1 | CE¦RoHS¦UL Component Recognized | 5 years | N |  | Y | N | N | Gray
AWSTFM | Building Automation | Wireless Devices | EnOcean Accessories | Flush Surface Mount Backplate Kit for WWS2-EN3, White |  |  |  | 0.011 | 8538.10.0000 | US - United States | https://www.functionaldevices.com/downloads/datasheets/AWSTFM.pdf | https://www.functionaldevices.com/downloads/datasheets/AWSTFM.pdf | https://www.functionaldevices.com/downloads/products/AWSTFM.jpg | https://www.functionaldevices.com/downloads/products/AWSTFM.jpg |  | 1 | CE¦RoHS | 5 years | N |  | Y | N | N | White
AXG | Building Automation | Accessories | Replacement Parts | Split Core Remote with Wires, Replacement for Any Damaged or Lost Sensor, for Use with Models Listed on Data Sheet | 0.24 | 2.52 | 2 | 0.24 | 9030.90.8030 | US - United States | https://www.functionaldevices.com/downloads/datasheets/AXG.pdf | https://www.functionaldevices.com/downloads/datasheets/AXG.pdf | https://www.functionaldevices.com/downloads/products/AXG.jpg | https://www.functionaldevices.com/downloads/products/AXG.jpg |  | 1 |  | 5 years | N |  | Y | N | N | Gray
AXGT | Building Automation | Accessories | Replacement Parts | Split Core Remote with Terminals, Replacement for Any Damaged or Lost Sensor, for Use with Models Listed on Data Sheet | 2.52 | 2 | 1.75 | 0.24 | 9030.90.8030 | US - United States | https://www.functionaldevices.com/downloads/datasheets/AXGT.pdf | https://www.functionaldevices.com/downloads/datasheets/AXGT.pdf | https://www.functionaldevices.com/downloads/products/AXGT.jpg | https://www.functionaldevices.com/downloads/products/AXGT.jpg |  | 1 |  | 5 years | N |  | Y | N | N | Gray
AXK | Building Automation | Accessories | Replacement Parts | Solid Core Remote with Wires, Replacement for Any Damaged or Lost Sensor, for Use with Models Listed on Data Sheet | 1.86 | 1.46 | 1.508 | 0.202 | 9030.90.8030 | US - United States | https://www.functionaldevices.com/downloads/datasheets/AXK.pdf | https://www.functionaldevices.com/downloads/datasheets/AXK.pdf | https://www.functionaldevices.com/downloads/products/AXK.jpg | https://www.functionaldevices.com/downloads/products/AXK.jpg |  | 1 |  | 5 years | N |  | Y | N | N | Gray
AXKT | Building Automation | Accessories | Replacement Parts | Solid Core Remote with Terminals, Replacement for Any Damaged or Lost Sensor, for Use with Models Listed on Data Sheet | 2.05 | 1.46 | 1.508 | 0.14 | 9030.90.8030 | US - United States | https://www.functionaldevices.com/downloads/datasheets/AXKT.pdf | https://www.functionaldevices.com/downloads/datasheets/AXKT.pdf | https://www.functionaldevices.com/downloads/products/AXKT.jpg | https://www.functionaldevices.com/downloads/products/AXKT.jpg |  | 1 |  | 5 years | N |  | Y | N | N | Gray
CT-025A1-333 | Building Automation | Power Monitoring | Current Transformers | Current Transformer, Split Core, 333mV Output, 25 Amp, Wire Leads | 2.03 | 1.42 | 1.25 | 0.246 | 9030.33.0040 | US - United States | https://www.functionaldevices.com/downloads/datasheets/CTA1_SERIES.pdf | https://www.functionaldevices.com/downloads/datasheets/CTA1_SERIES.pdf | https://www.functionaldevices.com/downloads/products/CT-025A1-333.jpg | https://www.functionaldevices.com/downloads/products/CT-025A1-333.jpg |  | 1 | CE¦ETL Listed¦RoHS | 5 years | N |  | Y | N | N | Black | 25 |  |  |  |  | 5 to 176 F |  | 6' | 600V
CT-050A1-333 | Building Automation | Power Monitoring | Current Transformers | Current Transformer, Split Core, 333mV Output, 50 Amp, Wire Leads | 2.03 | 1.42 | 1.25 | 0.246 | 9030.33.0040 | US - United States | https://www.functionaldevices.com/downloads/datasheets/CTA1_SERIES.pdf | https://www.functionaldevices.com/downloads/datasheets/CTA1_SERIES.pdf | https://www.functionaldevices.com/downloads/products/CT-050A1-333.jpg | https://www.functionaldevices.com/downloads/products/CT-050A1-333.jpg |  | 1 | CE¦ETL Listed¦RoHS | 5 years | N |  | Y | N | N | Black | 50 |  |  |  |  | 5 to 176 F |  | 6' | 600V
CT-05A0-333 | Building Automation | Power Monitoring | Current Transformers | Current Transformer, Split Core, 333mV Output, 5 Amp, Wire Leads | 1.44 | 0.71 | 1.68 | 0.246 | 9030.33.0040 | US - United States | https://www.functionaldevices.com/downloads/datasheets/CTA0_SERIES.pdf | https://www.functionaldevices.com/downloads/datasheets/CTA0_SERIES.pdf | https://www.functionaldevices.com/downloads/products/CT-05A0-333.jpg | https://www.functionaldevices.com/downloads/products/CT-05A0-333.jpg |  | 1 | CE¦ETL Listed¦RoHS | 5 years | N |  | Y | N | N | Black | 5 | 600 Vac |  |  |  | 5 to 176 F |  | 6' | 600V
CT-100A1-333 | Building Automation | Power Monitoring | Current Transformers | Current Transformer, Split Core, 333 mV Output, 100 Amp, Wire Leads | 2.03 | 1.42 | 1.25 | 0.246 | 9030.33.0040 | US - United States | https://www.functionaldevices.com/downloads/datasheets/CTA1_SERIES.pdf | https://www.functionaldevices.com/downloads/datasheets/CTA1_SERIES.pdf | https://www.functionaldevices.com/downloads/products/CT-100A1-333.jpg | https://www.functionaldevices.com/downloads/products/CT-100A1-333.jpg |  | 1 | CE¦ETL Listed¦RoHS | 5 years | N |  | Y | N | N | Black | 100 |  |  |  |  | 5 to 176 F |  | 6' | 600V
CT-100A2-333 | Building Automation | Power Monitoring | Current Transformers | Current Transformer, Split Core, 333mV Output, 100 Amp, Wire Leads | 2.5 | 0.9 | 2.79 | 0.246 | 9030.33.0040 | US - United States | https://www.functionaldevices.com/downloads/datasheets/CTA2_SERIES.pdf | https://www.functionaldevices.com/downloads/datasheets/CTA2_SERIES.pdf | https://www.functionaldevices.com/downloads/products/CT-100A2-333.jpg | https://www.functionaldevices.com/downloads/products/CT-100A2-333.jpg |  | 1 | CE¦ETL Listed¦RoHS | 5 years | N |  | Y | N | N | Black | 100 |  |  |  |  | 5 to 176 F |  | 6' | 600V
CT-100A4-333 | Building Automation | Power Monitoring | Current Transformers | Current Transformer, Split Core, 333mV Output, 100 Amp, Wire Leads | 3.6 | 1.14 | 3.82 | 0.246 | 9030.33.0040 | US - United States | https://www.functionaldevices.com/downloads/datasheets/CTA4_SERIES.pdf | https://www.functionaldevices.com/downloads/datasheets/CTA4_SERIES.pdf | https://www.functionaldevices.com/downloads/products/CT-100A4-333.jpg | https://www.functionaldevices.com/downloads/products/CT-100A4-333.jpg |  | 1 | CE¦ETL Listed¦RoHS | 5 years | N |  | Y | N | N | Black | 100 | 600Vac |  |  |  | 5 to 176 F |  | 6' | 600V
CT-200A4-333 | Building Automation | Power Monitoring | Current Transformers | Current Transformer, Split Core, 333mV Output, 200 Amp, Wire Leads | 3.6 | 1.14 | 3.82 | 0.246 | 9030.33.0040 | US - United States | https://www.functionaldevices.com/downloads/datasheets/CTA4_SERIES.pdf | https://www.functionaldevices.com/downloads/datasheets/CTA4_SERIES.pdf | https://www.functionaldevices.com/downloads/products/CT-200A4-333.jpg | https://www.functionaldevices.com/downloads/products/CT-200A4-333.jpg |  | 1 | CE¦ETL Listed¦RoHS | 5 years | N |  | Y | N | N | Black | 200 | 600Vac |  |  |  | 5 to 176 F |  | 6' | 600V
CT-400A4-333 | Building Automation | Power Monitoring | Current Transformers | Current Transformer, Split Core, 333mV Output, 400 Amp, Wire Leads | 3.6 | 1.14 | 3.82 | 0.246 | 9030.33.0040 | US - United States | https://www.functionaldevices.com/downloads/datasheets/CTA4_SERIES.pdf | https://www.functionaldevices.com/downloads/datasheets/CTA4_SERIES.pdf | https://www.functionaldevices.com/downloads/products/CT-400A4-333.jpg | https://www.functionaldevices.com/downloads/products/CT-400A4-333.jpg |  | 1 | CE¦ETL Listed¦RoHS | 5 years | N |  | Y | N | N | Black | 400 | 600Vac |  |  |  | 5 to 176 F |  | 6' | 600V
CT-600A4-333 | Building Automation | Power Monitoring | Current Transformers | Current Transformer, Split Core, 333mV Output, 600 Amp, Wire Leads | 3.6 | 1.14 | 3.82 | 0.246 | 9030.33.0040 | US - United States | https://www.functionaldevices.com/downloads/datasheets/CTA4_SERIES.pdf | https://www.functionaldevices.com/downloads/datasheets/CTA4_SERIES.pdf | https://www.functionaldevices.com/downloads/products/CT-600A4-333.jpg | https://www.functionaldevices.com/downloads/products/CT-600A4-333.jpg |  | 1 | CE¦ETL Listed¦RoHS | 5 years | N |  | Y | N | N | Black | 600 | 600Vac |  |  |  | 5 to 176 F |  | 6' | 600V
CTRL-PS | Building Automation | Power Supplies | AC Power Supply Kits | 40 VA Power Supply, 120 to 24 Vac, DIN rail and 14.5"x 7.7"x 3.9" Enclosure | 14.5 | 7.7 | 3.9 | 7.28 | 8504.40.9510 | US - United States | https://www.functionaldevices.com/downloads/datasheets/CTRL-PS.pdf | https://www.functionaldevices.com/downloads/datasheets/CTRL-PS.pdf | https://www.functionaldevices.com/downloads/products/CTRL-PS.jpg | https://www.functionaldevices.com/downloads/products/CTRL-PS.jpg |  | 1 | CE¦RoHS | 5 years | N |  | Y | N | N | Gray | 40VA | 120 Vac to 24 Vac @ 40VA
CTS-05A20-333 | Building Automation | Power Monitoring | Current Transformers | Current Transformer, Solid Core, 333mV Output, 5 Amp, Wire Leads | 0.75 | 0.43 | 0.95 | 0.246 | 9030.33.0040 | US - United States | https://www.functionaldevices.com/downloads/datasheets/CTSA20_SERIES.pdf | https://www.functionaldevices.com/downloads/datasheets/CTSA20_SERIES.pdf | https://www.functionaldevices.com/downloads/products/CTS-05A20-333.jpg | https://www.functionaldevices.com/downloads/products/CTS-05A20-333.jpg |  | 1 | CE¦ETL Listed¦RoHS | 5 years | N |  | Y | N | N | Black | 5 |  |  |  |  | 5 to 176 F |  | 6' | 600V
CTS-100A55-333 | Building Automation | Power Monitoring | Current Transformers | Current Transformer, Solid Core, 333mV Output, 100 Amp, Wire Leads | 1.65 | 0.62 | 2.08 | 0.246 | 9030.33.0040 | US - United States | https://www.functionaldevices.com/downloads/datasheets/CTS-100A55-333.pdf | https://www.functionaldevices.com/downloads/datasheets/CTS-100A55-333.pdf | https://www.functionaldevices.com/downloads/products/CTS-100A55-333.jpg | https://www.functionaldevices.com/downloads/products/CTS-100A55-333.jpg |  | 1 | CE¦ETL Listed¦RoHS | 5 years | N |  | Y | N | N | Black | 100 |  |  |  |  | 5 to 176 F |  | 6' | 600V
CTS-30A20-333 | Building Automation | Power Monitoring | Current Transformers | Current Transformer, Solid Core, 333mV Output, 30 Amp, Wire Leads | 0.75 | 0.43 | 0.95 | 0.246 | 9030.33.0040 | US - United States | https://www.functionaldevices.com/downloads/datasheets/CTSA20_SERIES.pdf | https://www.functionaldevices.com/downloads/datasheets/CTSA20_SERIES.pdf | https://www.functionaldevices.com/downloads/products/CTS-30A20-333.jpg | https://www.functionaldevices.com/downloads/products/CTS-30A20-333.jpg |  | 1 | CE¦ETL Listed¦RoHS | 5 years | N |  | Y | N | N | Black | 30 |  |  |  |  | 5 to 176 F |  | 6' | 600V
CTS-60A35-333 | Building Automation | Power Monitoring | Current Transformers | Current Transformer, Solid Core, 333mV Output, 60 Amp, Wire Leads | 0.98 | 0.55 | 1.16 | 0.246 | 9030.33.0040 | US - United States | https://www.functionaldevices.com/downloads/datasheets/CTSA35_SERIES.pdf | https://www.functionaldevices.com/downloads/datasheets/CTSA35_SERIES.pdf | https://www.functionaldevices.com/downloads/products/CTS-60A35-333.jpg | https://www.functionaldevices.com/downloads/products/CTS-60A35-333.jpg |  | 1 | CE¦ETL Listed¦RoHS | 5 years | N |  | Y | N | N | Black | 60 |  |  |  |  | 5 to 176 F |  | 6' | 600V
DS80625 | Building Automation | Accessories | Sub-Panels | Number 8 Self-Tapping Drill Screws | 0.625 | 0.375 | 0.375 | 0.004 | 7318.14.0000 | US - United States | https://www.functionaldevices.com/downloads/datasheets/DS80625.pdf | https://www.functionaldevices.com/downloads/datasheets/DS80625.pdf | https://www.functionaldevices.com/downloads/products/DS80625.jpg | https://www.functionaldevices.com/downloads/products/DS80625.jpg |  | 1 |  | 5 years | N |  | Y | N | N | Gray
KEYSET | Building Automation | Accessories | Kay Latches | Set of Two Metal Enclosure Replacement Keys | 1.8 | 0.8 | 0.08 | 0.028 | 8301.70.0000 | US - United States | https://www.functionaldevices.com/downloads/datasheets/KEYSET.pdf | https://www.functionaldevices.com/downloads/datasheets/KEYSET.pdf | https://www.functionaldevices.com/downloads/products/KEYSET.jpg | https://www.functionaldevices.com/downloads/products/KEYSET.jpg |  | 1 |  | 5 years | N |  | Y | N | N | Gray
MH1000 | Building Automation | Enclosures | Metal | Metal Housing, NEMA 1, 14.5" H x 7.7" W x 3.9" D | 14.5 | 7.7 | 3.9 | 5.94 | 8538.10.0000 | US - United States | https://www.functionaldevices.com/downloads/datasheets/MH1000_SERIES.pdf | https://www.functionaldevices.com/downloads/datasheets/MH1000_SERIES.pdf | https://www.functionaldevices.com/downloads/products/MH1000.jpg | https://www.functionaldevices.com/downloads/products/MH1000.jpg |  | 1 | CE¦RoHS¦UL Listed | 5 years | N |  | Y | N | N | Gray
MH1010 | Building Automation | Enclosures | Metal | Metal Housing, NEMA 1, 14.5" H x 7.7" W x 3.9" D with 4.00" x 12" Mounting Track | 14.5 | 7.7 | 3.9 | 6.3 | 8538.10.0000 | US - United States | https://www.functionaldevices.com/downloads/datasheets/MH1000_SERIES.pdf | https://www.functionaldevices.com/downloads/datasheets/MH1000_SERIES.pdf | https://www.functionaldevices.com/downloads/products/MH1010.jpg | https://www.functionaldevices.com/downloads/products/MH1010.jpg |  | 1 | CE¦RoHS¦UL Listed | 5 years | N |  | Y | N | N | Gray
MH1020 | Building Automation | Enclosures | Metal | Metal Housing, NEMA 1, 14.5" H x 7.7" W x 3.9" D with 2.75" x 12" Mounting Track | 14.5 | 7.7 | 3.9 | 6 | 8538.10.0000 | US - United States | https://www.functionaldevices.com/downloads/datasheets/MH1000_SERIES.pdf | https://www.functionaldevices.com/downloads/datasheets/MH1000_SERIES.pdf | https://www.functionaldevices.com/downloads/products/MH1020.jpg | https://www.functionaldevices.com/downloads/products/MH1020.jpg |  | 1 | CE¦RoHS¦UL Listed | 5 years | N |  | Y | N | N | Gray
MH1200 | Building Automation | Enclosures | Metal | Metal Housing, NEMA 1, 8.3" H x 7.7" W x 3.9" D | 8.3 | 7.7 | 3.9 | 3.86 | 8538.10.0000 | US - United States | https://www.functionaldevices.com/downloads/datasheets/MH1200_SERIES.pdf | https://www.functionaldevices.com/downloads/datasheets/MH1200_SERIES.pdf | https://www.functionaldevices.com/downloads/products/MH1200.jpg | https://www.functionaldevices.com/downloads/products/MH1200.jpg |  | 1 | CE¦RoHS¦UL Listed | 5 years | N |  | Y | N | N | Gray
MH1210 | Building Automation | Enclosures | Metal | Metal Housing, NEMA 1, 8.3" H x 7.7" W x 3.9" D with 4.00" x 8.00" Mounting Track | 8.3 | 7.7 | 3.9 | 4.06 | 8538.10.0000 | US - United States | https://www.functionaldevices.com/downloads/datasheets/MH1200_SERIES.pdf | https://www.functionaldevices.com/downloads/datasheets/MH1200_SERIES.pdf | https://www.functionaldevices.com/downloads/products/MH1210.jpg | https://www.functionaldevices.com/downloads/products/MH1210.jpg |  | 1 | CE¦RoHS¦UL Listed | 5 years | N |  | Y | N | N | Gray
MH1220 | Building Automation | Enclosures | Metal | Metal Housing, NEMA 1, 8.3" H x 7.7" W x 3.9" D, Surface Mount with 2.75" x 8" Mounting Track | 8.3 | 7.7 | 3.9 | 4 | 8538.10.0000 | US - United States | https://www.functionaldevices.com/downloads/datasheets/MH1200_SERIES.pdf | https://www.functionaldevices.com/downloads/datasheets/MH1200_SERIES.pdf | https://www.functionaldevices.com/downloads/products/MH1220.jpg | https://www.functionaldevices.com/downloads/products/MH1220.jpg |  | 1 | CE¦RoHS¦UL Listed | 5 years | N |  | Y | N | N | Gray
MH2204-N4 | Building Automation | Enclosures | Metal | Metal Housing, NEMA 4/4X, 10.0" H x 7.7" W x 3.9" D | 10 | 8 | 4 | 7.3 | 8538.10.0000 | US - United States | https://www.functionaldevices.com/downloads/datasheets/MH2204-N4.pdf | https://www.functionaldevices.com/downloads/datasheets/MH2204-N4.pdf | https://www.functionaldevices.com/downloads/products/MH2204-N4.jpg | https://www.functionaldevices.com/downloads/products/MH2204-N4.jpg | https://www.functionaldevices.com/downloads/bulletins/B1241_393119.pdf | 1 | CE¦RoHS¦UL Listed | 5 years | N |  | Y | N | N | Gray
MH3100-M1 | Building Automation | Enclosures | Metal | Metal Housing, NEMA 1, 12.125" H x 12.125" W x 6.0" D | 12.125 | 12.125 | 6 | 11.848 | 8538.10.0000 | US - United States | https://www.functionaldevices.com/downloads/datasheets/MH3100-M1.pdf | https://www.functionaldevices.com/downloads/datasheets/MH3100-M1.pdf | https://www.functionaldevices.com/downloads/products/MH3100-M1.jpg | https://www.functionaldevices.com/downloads/products/MH3100-M1.jpg |  | 1 | CE¦RoHS¦UL Listed | 5 years | N |  | Y | N | N | Gray
MH3204-N4 | Building Automation | Enclosures | Metal | Metal Housing, NEMA 4/4X, 16.0" H x 12.0" W x 6.0" D | 16 | 12 | 6 | 16.05 | 8538.10.0000 | US - United States | https://www.functionaldevices.com/downloads/datasheets/MH3204-N4.pdf | https://www.functionaldevices.com/downloads/datasheets/MH3204-N4.pdf | https://www.functionaldevices.com/downloads/products/MH3204-N4.jpg | https://www.functionaldevices.com/downloads/products/MH3204-N4.jpg | https://www.functionaldevices.com/downloads/bulletins/B1241_393119.pdf | 1 | CE¦RoHS¦UL Listed | 5 years | N |  | Y | N | N | Gray
MH3300 | Building Automation | Enclosures | Metal | Metal Housing, NEMA 1, 12.5" H x 12.5" W x 7.0" D | 12.5 | 12.5 | 7 | 10.5 | 8538.10.0000 | US - United States | https://www.functionaldevices.com/downloads/datasheets/MH3300_SERIES.pdf | https://www.functionaldevices.com/downloads/datasheets/MH3300_SERIES.pdf | https://www.functionaldevices.com/downloads/products/MH3300.jpg | https://www.functionaldevices.com/downloads/products/MH3300.jpg |  | 1 | CE¦RoHS¦UL Listed | 5 years | N |  | Y | N | N | Gray
MH3300K | Building Automation | Enclosures | Metal | Metal Housing, NEMA 1, 12.5" H x 12.5" W x 7.0" D, Key Latch | 12.5 | 12.5 | 7 | 10.68 | 8538.10.0000 | US - United States | https://www.functionaldevices.com/downloads/datasheets/MH3300_SERIES.pdf | https://www.functionaldevices.com/downloads/datasheets/MH3300_SERIES.pdf | https://www.functionaldevices.com/downloads/products/MH3300K.jpg | https://www.functionaldevices.com/downloads/products/MH3300K.jpg |  | 1 | CE¦RoHS¦UL Listed | 5 years | N |  | Y | N | N | Gray
MH3303 | Building Automation | Enclosures | Metal | Metal Housing, NEMA 1, 12.5" H x 12.5" W x 7.0" D with SP3303 Sub-Panel | 12.5 | 12.5 | 7 | 11.62 | 8538.10.0000 | US - United States | https://www.functionaldevices.com/downloads/datasheets/MH3300_SERIES.pdf | https://www.functionaldevices.com/downloads/datasheets/MH3300_SERIES.pdf | https://www.functionaldevices.com/downloads/products/MH3303.jpg | https://www.functionaldevices.com/downloads/products/MH3303.jpg |  | 1 | CE¦RoHS¦UL Listed | 5 years | N |  | Y | N | N | Gray
MH3303K | Building Automation | Enclosures | Metal | Metal Housing, NEMA 1, 12.5" H x 12.5" W x 7.0" D with SP3303 Sub-Panel, Key Latch | 12.5 | 12.5 | 7 | 11.835 | 8538.10.0000 | US - United States | https://www.functionaldevices.com/downloads/datasheets/MH3300_SERIES.pdf | https://www.functionaldevices.com/downloads/datasheets/MH3300_SERIES.pdf | https://www.functionaldevices.com/downloads/products/MH3303K.jpg | https://www.functionaldevices.com/downloads/products/MH3303K.jpg |  | 1 | CE¦RoHS¦UL Listed | 5 years | N |  | Y | N | N | Gray
MH3304 | Building Automation | Enclosures | Metal | Metal Housing, NEMA 1, 12.5" H x 12.5" W x 7.0" D with SP3304 Sub-Panel | 12.5 | 12.5 | 7 | 12.5 | 8538.10.0000 | US - United States | https://www.functionaldevices.com/downloads/datasheets/MH3300_SERIES.pdf | https://www.functionaldevices.com/downloads/datasheets/MH3300_SERIES.pdf | https://www.functionaldevices.com/downloads/products/MH3304.jpg | https://www.functionaldevices.com/downloads/products/MH3304.jpg |  | 1 | CE¦RoHS¦UL Listed | 5 years | N |  | Y | N | N | Gray
MH3304K | Building Automation | Enclosures | Metal | Metal Housing, NEMA 1, 12.5" H x 12.5" W x 7.0" D with SP3304 Sub-Panel, Key Latch | 12.5 | 12.5 | 7 | 12.66 | 8538.10.0000 | US - United States | https://www.functionaldevices.com/downloads/datasheets/MH3300_SERIES.pdf | https://www.functionaldevices.com/downloads/datasheets/MH3300_SERIES.pdf | https://www.functionaldevices.com/downloads/products/MH3304K.jpg | https://www.functionaldevices.com/downloads/products/MH3304K.jpg |  | 1 | CE¦RoHS¦UL Listed | 5 years | N |  | Y | N | N | Gray
MH3500 | Building Automation | Enclosures | Metal | Metal Housing, NEMA 1, 24.5" H x 10.25" W x 3.9" D | 24.5 | 10.25 | 3.9 | 11.1 | 8538.10.0000 | US - United States | https://www.functionaldevices.com/downloads/datasheets/MH3500_SERIES.pdf | https://www.functionaldevices.com/downloads/datasheets/MH3500_SERIES.pdf | https://www.functionaldevices.com/downloads/products/MH3500.jpg | https://www.functionaldevices.com/downloads/products/MH3500.jpg | https://www.functionaldevices.com/downloads/bulletins/B606_393040.pdf | 1 | CE¦RoHS¦UL Listed | 5 years | N |  | Y | N | N | Gray
MH3510 | Building Automation | Enclosures | Metal | Metal Housing, NEMA 1, 24.5" H x 10.25" W x 3.9" D with 4.00" x 24" Mounting Track | 24.5 | 10.25 | 3.9 | 11.7 | 8538.10.0000 | US - United States | https://www.functionaldevices.com/downloads/datasheets/MH3500_SERIES.pdf | https://www.functionaldevices.com/downloads/datasheets/MH3500_SERIES.pdf | https://www.functionaldevices.com/downloads/products/MH3510.jpg | https://www.functionaldevices.com/downloads/products/MH3510.jpg | https://www.functionaldevices.com/downloads/bulletins/B606_393040.pdf | 1 | CE¦RoHS¦UL Listed | 5 years | N |  | Y | N | N | Gray
MH3520 | Building Automation | Enclosures | Metal | Metal Housing, NEMA 1, 24.5" H x 10.25" W x 3.90" D, with 2.75" x 24" Mounting Track | 24.5 | 10.25 | 3.9 | 11.54 | 8538.10.0000 | US - United States | https://www.functionaldevices.com/downloads/datasheets/MH3500_SERIES.pdf | https://www.functionaldevices.com/downloads/datasheets/MH3500_SERIES.pdf | https://www.functionaldevices.com/downloads/products/MH3520.jpg | https://www.functionaldevices.com/downloads/products/MH3520.jpg | https://www.functionaldevices.com/downloads/bulletins/B606_393040.pdf | 1 | CE¦RoHS¦UL Listed | 5 years | N |  | Y | N | N | Gray
MH3800 | Building Automation | Enclosures | Metal | Metal Housing, NEMA 1, 24.5" H x 12.5" W x 6.5" D | 24.5 | 12.5 | 6.5 | 16.675 | 8538.10.0000 | US - United States | https://www.functionaldevices.com/downloads/datasheets/MH3800_SERIES.pdf | https://www.functionaldevices.com/downloads/datasheets/MH3800_SERIES.pdf | https://www.functionaldevices.com/downloads/products/MH3800.jpg | https://www.functionaldevices.com/downloads/products/MH3800.jpg | https://www.functionaldevices.com/downloads/bulletins/B606_393040.pdf | 1 | CE¦RoHS¦UL Listed | 5 years | N |  | Y | N | N | Gray
MH3800-L4 | Building Automation | Enclosures | Metal | Metal Housing, NEMA 1, 24.5" H x 12.5" W x 6.5" D, Coin Latch | 24.5 | 12.5 | 6.5 | 16.604 | 8538.10.0000 | US - United States | https://www.functionaldevices.com/downloads/datasheets/MH3800_SERIES.pdf | https://www.functionaldevices.com/downloads/datasheets/MH3800_SERIES.pdf | https://www.functionaldevices.com/downloads/products/MH3800-L4.jpg | https://www.functionaldevices.com/downloads/products/MH3800-L4.jpg | https://www.functionaldevices.com/downloads/bulletins/B606_393040.pdf | 1 | CE¦RoHS¦UL Listed | 5 years | N |  | Y | N | N | Gray
MH3803L | Building Automation | Enclosures | Metal | Metal Housing, NEMA 1, 24.5" H x 12.5" W x 6.5" D with SP3803L Sub-Panel | 24.5 | 12.5 | 6.5 | 18.48 | 8538.10.0000 | US - United States | https://www.functionaldevices.com/downloads/datasheets/MH3800_SERIES.pdf | https://www.functionaldevices.com/downloads/datasheets/MH3800_SERIES.pdf | https://www.functionaldevices.com/downloads/products/MH3803L.jpg | https://www.functionaldevices.com/downloads/products/MH3803L.jpg | https://www.functionaldevices.com/downloads/bulletins/B606_393040.pdf | 1 | CE¦RoHS¦UL Listed | 5 years | N |  | Y | N | N | Gray
MH3803L-L4 | Building Automation | Enclosures | Metal | Metal Housing, NEMA 1, 24.5" H x 12.5" W x 6.5" D with SP3803L Sub-Panel, Coin Latch | 24.5 | 12.5 | 6.5 | 18.48 | 8538.10.0000 | US - United States | https://www.functionaldevices.com/downloads/datasheets/MH3800_SERIES.pdf | https://www.functionaldevices.com/downloads/datasheets/MH3800_SERIES.pdf | https://www.functionaldevices.com/downloads/products/MH3803L-L4.jpg | https://www.functionaldevices.com/downloads/products/MH3803L-L4.jpg | https://www.functionaldevices.com/downloads/bulletins/B606_393040.pdf | 1 | CE¦RoHS¦UL Listed | 5 years | N |  | Y | N | N | Gray
MH3803S | Building Automation | Enclosures | Metal | Metal Housing, NEMA 1, 24.5" H x 12.5" W x 6.5" D with SP3803S Sub-Panel | 24.5 | 12.5 | 6.5 | 18.08 | 8538.10.0000 | US - United States | https://www.functionaldevices.com/downloads/datasheets/MH3800_SERIES.pdf | https://www.functionaldevices.com/downloads/datasheets/MH3800_SERIES.pdf | https://www.functionaldevices.com/downloads/products/MH3803S.jpg | https://www.functionaldevices.com/downloads/products/MH3803S.jpg | https://www.functionaldevices.com/downloads/bulletins/B606_393040.pdf | 1 | CE¦RoHS¦UL Listed | 5 years | N |  | Y | N | N | Gray
MH3803S-L4 | Building Automation | Enclosures | Metal | Metal Housing, NEMA 1, 24.5" H x 12.5" W x 6.5" D with SP3803S Sub-Panel, Coin Latch | 24.5 | 12.5 | 6.5 | 18.08 | 8538.10.0000 | US - United States | https://www.functionaldevices.com/downloads/datasheets/MH3800_SERIES.pdf | https://www.functionaldevices.com/downloads/datasheets/MH3800_SERIES.pdf | https://www.functionaldevices.com/downloads/products/MH3803S-L4.jpg | https://www.functionaldevices.com/downloads/products/MH3803S-L4.jpg | https://www.functionaldevices.com/downloads/bulletins/B606_393040.pdf | 1 | CE¦RoHS¦UL Listed | 5 years | N |  | Y | N | N | Gray
MH3804L | Building Automation | Enclosures | Metal | Metal Housing, NEMA 1, 24.5" H x 12.5" W x 6.5" D with SP3804L Sub-Panel | 24.5 | 12.5 | 6.5 | 19.78 | 8538.10.0000 | US - United States | https://www.functionaldevices.com/downloads/datasheets/MH3800_SERIES.pdf | https://www.functionaldevices.com/downloads/datasheets/MH3800_SERIES.pdf | https://www.functionaldevices.com/downloads/products/MH3804L.jpg | https://www.functionaldevices.com/downloads/products/MH3804L.jpg | https://www.functionaldevices.com/downloads/bulletins/B606_393040.pdf | 1 | CE¦RoHS¦UL Listed | 5 years | N |  | Y | N | N | Gray
MH3804L-BL | Building Automation | Enclosures | Metal | Metal Housing NEMA1 24.5H x 12.5W x 6.5D w/ SP3804L Perforated Steel Subpanel, Blue Housing | 24.5 | 12.5 | 6.5 | 20.22 | 8536.49.0075 | US - United States | https://www.functionaldevices.com/downloads/datasheets/MH3804L-BL.pdf | https://www.functionaldevices.com/downloads/datasheets/MH3804L-BL.pdf | https://www.functionaldevices.com/downloads/products/MH3804L.jpg | https://www.functionaldevices.com/downloads/products/MH3804L.jpg |  | 1 | CE¦RoHS¦UL Listed | 5 years | N |  | Y | N | N | Blue
MH3804L-L4 | Building Automation | Enclosures | Metal | Metal Housing, NEMA 1, 24.5" H x 12.5" W x 6.5" D with SP3804L Sub-Panel, Coin Latch | 24.5 | 12.5 | 6.5 | 19.958 | 8538.10.0000 | US - United States | https://www.functionaldevices.com/downloads/datasheets/MH3800_SERIES.pdf | https://www.functionaldevices.com/downloads/datasheets/MH3800_SERIES.pdf | https://www.functionaldevices.com/downloads/products/MH3804L-L4.jpg | https://www.functionaldevices.com/downloads/products/MH3804L-L4.jpg | https://www.functionaldevices.com/downloads/bulletins/B606_393040.pdf | 1 | CE¦RoHS¦UL Listed | 5 years | N |  | Y | N | N | Gray
MH3804S | Building Automation | Enclosures | Metal | Metal Housing, NEMA 1, 24.5" H x 12.5" W x 6.5" D with SP3804S Sub-Panel | 24.5 | 12.5 | 6.5 | 19.83 | 8538.10.0000 | US - United States | https://www.functionaldevices.com/downloads/datasheets/MH3800_SERIES.pdf | https://www.functionaldevices.com/downloads/datasheets/MH3800_SERIES.pdf | https://www.functionaldevices.com/downloads/products/MH3804S.jpg | https://www.functionaldevices.com/downloads/products/MH3804S.jpg | https://www.functionaldevices.com/downloads/bulletins/B606_393040.pdf | 1 | CE¦RoHS¦UL Listed | 5 years | N |  | Y | N | N | Gray
MH3804S-L4 | Building Automation | Enclosures | Metal | Metal Housing, NEMA 1, 24.5" H x 12.5" W x 6.5" D with SP3804S Sub-Panel, Coin Latch | 24.5 | 12.5 | 6.5 | 19.83 | 8538.10.0000 | US - United States | https://www.functionaldevices.com/downloads/datasheets/MH3800_SERIES.pdf | https://www.functionaldevices.com/downloads/datasheets/MH3800_SERIES.pdf | https://www.functionaldevices.com/downloads/products/MH3804S-L4.jpg | https://www.functionaldevices.com/downloads/products/MH3804S-L4.jpg | https://www.functionaldevices.com/downloads/bulletins/B606_393040.pdf | 1 | CE¦RoHS¦UL Listed | 5 years | N |  | Y | N | N | Gray
MH3810 | Building Automation | Enclosures | Metal | Metal Housing, NEMA 1, 24.5" H x 12.5" W x 6.5" D with 4.00" x 18" Mounting Track | 24.5 | 12.5 | 6.5 | 16.86 | 8538.10.0000 | US - United States | https://www.functionaldevices.com/downloads/datasheets/MH3800_SERIES.pdf | https://www.functionaldevices.com/downloads/datasheets/MH3800_SERIES.pdf | https://www.functionaldevices.com/downloads/products/MH3810.jpg | https://www.functionaldevices.com/downloads/products/MH3810.jpg | https://www.functionaldevices.com/downloads/bulletins/B606_393040.pdf | 1 | CE¦RoHS¦UL Listed | 5 years | N |  | Y | N | N | Gray
MH3820 | Building Automation | Enclosures | Metal | Metal Housing, NEMA 1, 24.5" H x 12.5" W x 6.5" D with 2.75" x 18" Mounting Track | 24.5 | 12.5 | 6.5 | 16.8 | 8538.10.0000 | US - United States | https://www.functionaldevices.com/downloads/datasheets/MH3800_SERIES.pdf | https://www.functionaldevices.com/downloads/datasheets/MH3800_SERIES.pdf | https://www.functionaldevices.com/downloads/products/MH3820.jpg | https://www.functionaldevices.com/downloads/products/MH3820.jpg | https://www.functionaldevices.com/downloads/bulletins/B606_393040.pdf | 1 | CE¦RoHS¦UL Listed | 5 years | N |  | Y | N | N | Gray
MH4400 | Building Automation | Enclosures | Metal | Metal Housing, NEMA 1, 18.0" H x 18.0" W x 7.0" D | 18 | 18 | 7 | 22.454 | 8538.10.0000 | US - United States | https://www.functionaldevices.com/downloads/datasheets/MH4400_SERIES.pdf | https://www.functionaldevices.com/downloads/datasheets/MH4400_SERIES.pdf | https://www.functionaldevices.com/downloads/products/MH4400.jpg | https://www.functionaldevices.com/downloads/products/MH4400.jpg | https://www.functionaldevices.com/downloads/bulletins/B606_393040.pdf | 1 | CE¦RoHS¦UL Listed | 5 years | N |  | Y | N | N | Gray
MH4400-L4 | Building Automation | Enclosures | Metal | Metal Housing, NEMA 1, 18.0" H x 18.0" W x 7.0" D, Coin Latch | 18 | 18 | 7 | 22.454 | 8538.10.0000 | US - United States | https://www.functionaldevices.com/downloads/datasheets/MH4400_SERIES.pdf | https://www.functionaldevices.com/downloads/datasheets/MH4400_SERIES.pdf | https://www.functionaldevices.com/downloads/products/MH4400-L4.jpg | https://www.functionaldevices.com/downloads/products/MH4400-L4.jpg | https://www.functionaldevices.com/downloads/bulletins/B606_393040.pdf | 1 | CE¦RoHS¦UL Listed | 5 years | N |  | Y | N | N | Gray
MH4403L | Building Automation | Enclosures | Metal | Metal Housing, NEMA 1, 18.0" H x 18.0" W x 7.0" D with SP4403L Sub-Panel | 18 | 18 | 7 | 23.74 | 8538.10.0000 | US - United States | https://www.functionaldevices.com/downloads/datasheets/MH4400_SERIES.pdf | https://www.functionaldevices.com/downloads/datasheets/MH4400_SERIES.pdf | https://www.functionaldevices.com/downloads/products/MH4403L.jpg | https://www.functionaldevices.com/downloads/products/MH4403L.jpg | https://www.functionaldevices.com/downloads/bulletins/B606_393040.pdf | 1 | CE¦RoHS¦UL Listed | 5 years | N |  | Y | N | N | Gray
MH4403L-L4 | Building Automation | Enclosures | Metal | Metal Housing, NEMA 1, 18.0" H x 18.0" W x 7.0" D with SP4403L Sub-Panel, Coin Latch | 18 | 18 | 7 | 25 | 8538.10.0000 | US - United States | https://www.functionaldevices.com/downloads/datasheets/MH4400_SERIES.pdf | https://www.functionaldevices.com/downloads/datasheets/MH4400_SERIES.pdf | https://www.functionaldevices.com/downloads/products/MH4403L-L4.jpg | https://www.functionaldevices.com/downloads/products/MH4403L-L4.jpg | https://www.functionaldevices.com/downloads/bulletins/B606_393040.pdf | 1 | CE¦RoHS¦UL Listed | 5 years | N |  | Y | N | N | Gray
MH4404L | Building Automation | Enclosures | Metal | Metal Housing, NEMA 1, 18.0" H x 18.0" W x 7.0" D with SP4404L Sub-Panel | 18 | 18 | 7 | 25 | 8538.10.0000 | US - United States | https://www.functionaldevices.com/downloads/datasheets/MH4400_SERIES.pdf | https://www.functionaldevices.com/downloads/datasheets/MH4400_SERIES.pdf | https://www.functionaldevices.com/downloads/products/MH4404L.jpg | https://www.functionaldevices.com/downloads/products/MH4404L.jpg | https://www.functionaldevices.com/downloads/bulletins/B606_393040.pdf | 1 | CE¦RoHS¦UL Listed | 5 years | N |  | Y | N | N | Gray
MH4404L-L4 | Building Automation | Enclosures | Metal | Metal Housing, NEMA 1, 18.0" H x 18.0" W x 7.0" D with SP4404L Sub-Panel, Coin Latch | 18 | 18 | 7 | 26.32 | 8538.10.0000 | US - United States | https://www.functionaldevices.com/downloads/datasheets/MH4400_SERIES.pdf | https://www.functionaldevices.com/downloads/datasheets/MH4400_SERIES.pdf | https://www.functionaldevices.com/downloads/products/MH4404L-L4.jpg | https://www.functionaldevices.com/downloads/products/MH4404L-L4.jpg | https://www.functionaldevices.com/downloads/bulletins/B606_393040.pdf | 1 | CE¦RoHS¦UL Listed | 5 years | N |  | Y | N | N | Gray
MH4604S | Building Automation | Enclosures | Metal | Metal Housing, NEMA 1, 20.0" H x 16.15" W x 6.72" D with SP4604S Sub-Panel | 20 | 16.15 | 6.72 | 31 | 8538.10.0000 | US - United States | https://www.functionaldevices.com/downloads/datasheets/MH4604S.pdf | https://www.functionaldevices.com/downloads/datasheets/MH4604S.pdf | https://www.functionaldevices.com/downloads/products/MH4604S.jpg | https://www.functionaldevices.com/downloads/products/MH4604S.jpg |  | 1 | CE¦RoHS¦UL Listed | 5 years | N |  | Y | N | N | Gray
MH5500 | Building Automation | Enclosures | Metal | Metal Housing, NEMA 1, 25.0" H x 25.0" W x 9.5" D | 25 | 25 | 9.5 | 50.7 | 8538.10.0000 | US - United States | https://www.functionaldevices.com/downloads/datasheets/MH5500_SERIES.pdf | https://www.functionaldevices.com/downloads/datasheets/MH5500_SERIES.pdf | https://www.functionaldevices.com/downloads/products/MH5500.jpg | https://www.functionaldevices.com/downloads/products/MH5500.jpg | https://www.functionaldevices.com/downloads/bulletins/B606_393040.pdf | 1 | CE¦RoHS¦UL Listed | 5 years | N |  | Y | N | N | Gray
MH5500-L4 | Building Automation | Enclosures | Metal | Metal Housing, NEMA 1, 25.0" H x 25.0" W x 9.5" D, Coin Latch | 25 | 25 | 9.5 | 52.2 | 8538.10.0000 | US - United States | https://www.functionaldevices.com/downloads/datasheets/MH5500_SERIES.pdf | https://www.functionaldevices.com/downloads/datasheets/MH5500_SERIES.pdf | https://www.functionaldevices.com/downloads/products/MH5500-L4.jpg | https://www.functionaldevices.com/downloads/products/MH5500-L4.jpg | https://www.functionaldevices.com/downloads/bulletins/B606_393040.pdf | 1 | CE¦RoHS¦UL Listed | 5 years | N |  | Y | N | N | Gray
MH5503L | Building Automation | Enclosures | Metal | Metal Housing, NEMA 1, 25.0" H x 25.0" W x 9.5" D with SP5503L Sub-Panel | 25 | 25 | 9.5 | 53.994 | 8538.10.0000 | US - United States | https://www.functionaldevices.com/downloads/datasheets/MH5500_SERIES.pdf | https://www.functionaldevices.com/downloads/datasheets/MH5500_SERIES.pdf | https://www.functionaldevices.com/downloads/products/MH5503L.jpg | https://www.functionaldevices.com/downloads/products/MH5503L.jpg | https://www.functionaldevices.com/downloads/bulletins/B606_393040.pdf | 1 | CE¦RoHS¦UL Listed | 5 years | N |  | Y | N | N | Gray
MH5503L-L4 | Building Automation | Enclosures | Metal | Metal Housing, NEMA 1, 25.0" H x 25.0" W x 9.5" D with SP5503L Sub-Panel, Coin Latch | 25 | 25 | 9.5 | 56.4 | 8538.10.0000 | US - United States | https://www.functionaldevices.com/downloads/datasheets/MH5500_SERIES.pdf | https://www.functionaldevices.com/downloads/datasheets/MH5500_SERIES.pdf | https://www.functionaldevices.com/downloads/products/MH5503L-L4.jpg | https://www.functionaldevices.com/downloads/products/MH5503L-L4.jpg | https://www.functionaldevices.com/downloads/bulletins/B606_393040.pdf | 1 | CE¦RoHS¦UL Listed | 5 years | N |  | Y | N | N | Gray
MH5504L | Building Automation | Enclosures | Metal | Metal Housing, NEMA 1, 25.0" H x 25.0" W x 9.5" D with SP5504L Sub-Panel | 25 | 25 | 9.5 | 55.9 | 8538.10.0000 | US - United States | https://www.functionaldevices.com/downloads/datasheets/MH5500_SERIES.pdf | https://www.functionaldevices.com/downloads/datasheets/MH5500_SERIES.pdf | https://www.functionaldevices.com/downloads/products/MH5504L.jpg | https://www.functionaldevices.com/downloads/products/MH5504L.jpg | https://www.functionaldevices.com/downloads/bulletins/B606_393040.pdf | 1 | CE¦RoHS¦UL Listed | 5 years | N |  | Y | N | N | Gray
MH5504L-L4 | Building Automation | Enclosures | Metal | Metal Housing, NEMA 1, 25.0" H x 25.0" W x 9.5" D with SP5504L Sub-Panel, Coin Latch | 25 | 25 | 9.5 | 58.04 | 8538.10.0000 | US - United States | https://www.functionaldevices.com/downloads/datasheets/MH5500_SERIES.pdf | https://www.functionaldevices.com/downloads/datasheets/MH5500_SERIES.pdf | https://www.functionaldevices.com/downloads/products/MH5504L-L4.jpg | https://www.functionaldevices.com/downloads/products/MH5504L-L4.jpg | https://www.functionaldevices.com/downloads/bulletins/B606_393040.pdf | 1 | CE¦RoHS¦UL Listed | 5 years | N |  | Y | N | N | Gray
MH5800 | Building Automation | Enclosures | Metal | Metal Housing, NEMA 1, 36.0" H x 25.0" W x 9.5" D | 36 | 25 | 9.5 | 72.22 | 8538.10.0000 | US - United States | https://www.functionaldevices.com/downloads/datasheets/MH5800_SERIES.pdf | https://www.functionaldevices.com/downloads/datasheets/MH5800_SERIES.pdf | https://www.functionaldevices.com/downloads/products/MH5800.jpg | https://www.functionaldevices.com/downloads/products/MH5800.jpg | https://www.functionaldevices.com/downloads/bulletins/B606_393040.pdf | 1 | CE¦RoHS¦UL Listed | 5 years | N |  | Y | N | N | Gray
MH5800-L4 | Building Automation | Enclosures | Metal | Metal Housing, NEMA 1, 36.0" H x 25.0" W x 9.5" D, Coin Latch | 36 | 25 | 9.5 | 72.22 | 8538.10.0000 | US - United States | https://www.functionaldevices.com/downloads/datasheets/MH5800_SERIES.pdf | https://www.functionaldevices.com/downloads/datasheets/MH5800_SERIES.pdf | https://www.functionaldevices.com/downloads/products/MH5800-L4.jpg | https://www.functionaldevices.com/downloads/products/MH5800-L4.jpg | https://www.functionaldevices.com/downloads/bulletins/B606_393040.pdf | 1 | CE¦RoHS¦UL Listed | 5 years | N |  | Y | N | N | Gray
MH5803L | Building Automation | Enclosures | Metal | Metal Housing, NEMA 1, 36.0" H x 25.0" W x 9.5" D with SP5803L Sub-Panel | 36 | 25 | 9.5 | 77.7 | 8538.10.0000 | US - United States | https://www.functionaldevices.com/downloads/datasheets/MH5800_SERIES.pdf | https://www.functionaldevices.com/downloads/datasheets/MH5800_SERIES.pdf | https://www.functionaldevices.com/downloads/products/MH5803L.jpg | https://www.functionaldevices.com/downloads/products/MH5803L.jpg | https://www.functionaldevices.com/downloads/bulletins/B606_393040.pdf | 1 | CE¦RoHS¦UL Listed | 5 years | N |  | Y | N | N | Gray
MH5803L-L4 | Building Automation | Enclosures | Metal | Metal Housing, NEMA 1, 36.0" H x 25.0" W x 9.5" D with SP5803L Sub-Panel, Coin Latch | 36 | 25 | 9.5 | 77.7 | 8538.10.0000 | US - United States | https://www.functionaldevices.com/downloads/datasheets/MH5800_SERIES.pdf | https://www.functionaldevices.com/downloads/datasheets/MH5800_SERIES.pdf | https://www.functionaldevices.com/downloads/products/MH5803L-L4.jpg | https://www.functionaldevices.com/downloads/products/MH5803L-L4.jpg | https://www.functionaldevices.com/downloads/bulletins/B606_393040.pdf | 1 | CE¦RoHS¦UL Listed | 5 years | N |  | Y | N | N | Gray
MH5804L | Building Automation | Enclosures | Metal | Metal Housing, NEMA 1, 36.0" H x 25.0" W x 9.5" D with SP5804L Sub-Panel | 36 | 25 | 9.5 | 80.845 | 8538.10.0000 | US - United States | https://www.functionaldevices.com/downloads/datasheets/MH5800_SERIES.pdf | https://www.functionaldevices.com/downloads/datasheets/MH5800_SERIES.pdf | https://www.functionaldevices.com/downloads/products/MH5804L.jpg | https://www.functionaldevices.com/downloads/products/MH5804L.jpg | https://www.functionaldevices.com/downloads/bulletins/B606_393040.pdf | 1 | CE¦RoHS¦UL Listed | 5 years | N |  | Y | N | N | Gray
MH5804L-L4 | Building Automation | Enclosures | Metal | Metal Housing, NEMA 1, 36.0" H x 25.0" W x 9.5" D with SP5804L Sub-Panel, Coin Latch | 36 | 25 | 9.5 | 80.845 | 8538.10.0000 | US - United States | https://www.functionaldevices.com/downloads/datasheets/MH5800_SERIES.pdf | https://www.functionaldevices.com/downloads/datasheets/MH5800_SERIES.pdf | https://www.functionaldevices.com/downloads/products/MH5804L-L4.jpg | https://www.functionaldevices.com/downloads/products/MH5804L-L4.jpg | https://www.functionaldevices.com/downloads/bulletins/B606_393040.pdf | 1 | CE¦RoHS¦UL Listed | 5 years | N |  | Y | N | N | Gray
MHP3903100A100AB10 | Building Automation | Power Supplies | AC Power Supply Kits | Dual 100 VA Power Supplies, Polymetal Subpanel Mounted, 12.5" x 24.5" x 6.5" Metal Enclosure | 24.5 | 12.5 | 6.5 | 33.05 | 8538.10.0000 | US - United States | https://www.functionaldevices.com/downloads/datasheets/MHP3903100A100AB10.pdf | https://www.functionaldevices.com/downloads/datasheets/MHP3903100A100AB10.pdf | https://www.functionaldevices.com/downloads/products/MHP3903100A100AB10.jpg | https://www.functionaldevices.com/downloads/products/MHP3903100A100AB10.jpg |  | 1 | CE¦RoHS¦UL Class 2¦UL Listed | 5 years | N |  | Y | N | N | Gray | 100VA/100VA | 120 Vac to 24 Vac @ 100VA
MHP3903100AB10 | Building Automation | Power Supplies | AC Power Supply Kits | Single 100 VA Power Supply, Polymetal Subpanel Mounted, 12.5" x 24.5" x 6.5" Metal Enclosure | 24.5 | 12.5 | 6.5 | 30.65 | 8538.10.0000 | US - United States | https://www.functionaldevices.com/downloads/datasheets/MHP3903100AB10.pdf | https://www.functionaldevices.com/downloads/datasheets/MHP3903100AB10.pdf | https://www.functionaldevices.com/downloads/products/MHP3903100AB10.jpg | https://www.functionaldevices.com/downloads/products/MHP3903100AB10.jpg |  | 1 | CE¦RoHS¦UL Class 2¦UL Listed | 5 years | N |  | Y | N | N | Gray | 100VA | 120 Vac to 24 Vac @ 100VA
MHP3904100A100AB10 | Building Automation | Power Supplies | AC Power Supply Kits | Dual 100 VA Power Supplies, Perforated Steel Subpanel Mounted, 12.5" x 24.5" x 6.5" Metal Enclosure | 24.5 | 12.5 | 6.5 | 33.05 | 8538.10.0000 | US - United States | https://www.functionaldevices.com/downloads/datasheets/MHP3904100A100AB10.pdf | https://www.functionaldevices.com/downloads/datasheets/MHP3904100A100AB10.pdf | https://www.functionaldevices.com/downloads/products/MHP3904100A100AB10.jpg | https://www.functionaldevices.com/downloads/products/MHP3904100A100AB10.jpg |  | 1 | CE¦RoHS¦UL Class 2¦UL Listed | 5 years | N |  | Y | N | N | Gray | 100VA/100VA | 120 Vac to 24 Vac @ 100VA
MHP3904100AB10 | Building Automation | Power Supplies | AC Power Supply Kits | Single 100 VA Power Supply, Perforated Steel Subpanel Mounted, 12.5" x 24.5" x 6.5" Metal Enclosure | 24.5 | 12.5 | 6.5 | 30.65 | 8538.10.0000 | US - United States | https://www.functionaldevices.com/downloads/datasheets/MHP3904100AB10.pdf | https://www.functionaldevices.com/downloads/datasheets/MHP3904100AB10.pdf | https://www.functionaldevices.com/downloads/products/MHP3904100AB10.jpg | https://www.functionaldevices.com/downloads/products/MHP3904100AB10.jpg |  | 1 | CE¦RoHS¦UL Class 2¦UL Listed | 5 years | N |  | Y | N | N | Gray | 100VA | 120 Vac to 24 Vac @ 100VA
MHP4604100A100AB10 | Building Automation | Power Supplies | AC Power Supply Kits | Dual 100 VA Power Supplies, Perforated Steel Subpanel Mounted, 16.15" x 20.0" x 6.72" Metal Enclosure | 24.5 | 12.5 | 6.5 | 33.05 | 8538.10.0000 | US - United States | https://www.functionaldevices.com/downloads/datasheets/MHP4604100A100AB10.pdf | https://www.functionaldevices.com/downloads/datasheets/MHP4604100A100AB10.pdf | https://www.functionaldevices.com/downloads/products/MHP4604100A100AB10.jpg | https://www.functionaldevices.com/downloads/products/MHP4604100A100AB10.jpg |  | 1 | CE¦RoHS¦UL Class 2¦UL Listed | 5 years | N |  | Y | N | N | Gray | 100VA/100VA | 120 Vac to 24 Vac @ 100VA
MHP4604100AB10 | Building Automation | Power Supplies | AC Power Supply Kits | Single 100 VA Power Supply, Perforated Steel Subpanel Mounted, 16.15" x 20.0" x 6.72" Metal Enclosure | 24.5 | 12.5 | 6.5 | 30.65 | 8538.10.0000 | US - United States | https://www.functionaldevices.com/downloads/datasheets/MHP4604100AB10.pdf | https://www.functionaldevices.com/downloads/datasheets/MHP4604100AB10.pdf | https://www.functionaldevices.com/downloads/products/MHP4604100AB10.jpg | https://www.functionaldevices.com/downloads/products/MHP4604100AB10.jpg |  | 1 | CE¦RoHS¦UL Class 2¦UL Listed | 5 years | N |  | Y | N | N | Gray | 100VA | 120 Vac to 24 Vac @ 100VA
MKL-1 | Building Automation | Accessories | Kay Latches | Locking Key Latch Assembly for Use with All Metal Enclosures Except MH3300K | 1.063 | 1.0975 | 1.26 | 0.1 | 8301.40.6060 | US - United States | https://www.functionaldevices.com/downloads/datasheets/MKL_SERIES.pdf | https://www.functionaldevices.com/downloads/datasheets/MKL_SERIES.pdf | https://www.functionaldevices.com/downloads/products/MKL-1.jpg | https://www.functionaldevices.com/downloads/products/MKL-1.jpg |  | 1 |  | 5 years | N |  | Y | N | N | Gray
MKL-2 | Building Automation | Accessories | Kay Latches | Locking Key-Hook Latch Assembly for Use with MH3300K | 1.063 | 1.0975 | 1.26 | 0.08 | 8301.40.6060 | US - United States | https://www.functionaldevices.com/downloads/datasheets/MKL_SERIES.pdf | https://www.functionaldevices.com/downloads/datasheets/MKL_SERIES.pdf | https://www.functionaldevices.com/downloads/products/MKL-2.jpg | https://www.functionaldevices.com/downloads/products/MKL-2.jpg |  | 1 |  | 5 years | N |  | Y | N | N | Gray
MKL-3 | Building Automation | Accessories | Kay Latches | Metal Locking Key Latch Assembly for Use with All Metal Enclosures Except MH3300K | 1.063 | 1.0975 | 1.378 | 0.18 | 8301.40.6060 | US - United States | https://www.functionaldevices.com/downloads/datasheets/MKL_SERIES.pdf | https://www.functionaldevices.com/downloads/datasheets/MKL_SERIES.pdf | https://www.functionaldevices.com/downloads/products/MKL-3.jpg | https://www.functionaldevices.com/downloads/products/MKL-3.jpg |  | 1 |  | 5 years | N |  | Y | N | N | Gray
MKL-4 | Building Automation | Accessories | Kay Latches | Coin Locking Key Latch Assembly for Use with All Metal Enclosures Except MH3300K | 1.063 | 1.0975 | 1.26 | 0.1 | 8301.40.6060 | US - United States | https://www.functionaldevices.com/downloads/datasheets/MKL_SERIES.pdf | https://www.functionaldevices.com/downloads/datasheets/MKL_SERIES.pdf | https://www.functionaldevices.com/downloads/products/MKL-4.jpg | https://www.functionaldevices.com/downloads/products/MKL-4.jpg |  | 1 |  | 5 years | N |  | Y | N | N | Gray
MOD1-07-33MV | Building Automation | Power Monitoring | Current Transformer Integrators | Current Transformer Integrator, Rogowski Coil, 1 Phase, 333mV Output, 70mV, DIN Rail Mount | 3.54 | 1.42 | 1.11 | 0.12 | 8525.50.8040 | US - United States | https://www.functionaldevices.com/downloads/datasheets/MOD_SERIES.pdf | https://www.functionaldevices.com/downloads/datasheets/MOD_SERIES.pdf | https://www.functionaldevices.com/downloads/products/MOD1-07-33MV.jpg | https://www.functionaldevices.com/downloads/products/MOD1-07-33MV.jpg |  | 1 | CE¦ETL Listed¦RoHS | 5 years | N |  |  |  | N | Black |  | 12 or 24 Vdc |  |  |  | 5 to 149 F | 90% Relative Humidity
MOD2-07-33MV | Building Automation | Power Monitoring | Current Transformer Integrators | Current Transformer Integrator, Rogowski Coil, 2 Phase, 333mV Output, 70mV, DIN Rail Mount | 3.54 | 1.42 | 1.11 | 0.12 | 8525.50.8040 | US - United States | https://www.functionaldevices.com/downloads/datasheets/MOD_SERIES.pdf | https://www.functionaldevices.com/downloads/datasheets/MOD_SERIES.pdf | https://www.functionaldevices.com/downloads/products/MOD2-07-33MV.jpg | https://www.functionaldevices.com/downloads/products/MOD2-07-33MV.jpg |  | 1 | CE¦ETL Listed¦RoHS | 5 years | N |  |  |  | N | Black |  | 12 or 24 Vdc |  |  |  | 5 to 149 F | 90% Relative Humidity
MOD3-07-33MV | Building Automation | Power Monitoring | Current Transformer Integrators | Current Transformer Integrator, Rogowski Coil, 3 Phase, 333mV Output, 70mV, DIN Rail Mount | 3.54 | 2.09 | 1.11 | 0.15 | 8525.50.8040 | US - United States | https://www.functionaldevices.com/downloads/datasheets/MOD_SERIES.pdf | https://www.functionaldevices.com/downloads/datasheets/MOD_SERIES.pdf | https://www.functionaldevices.com/downloads/products/MOD3-07-33MV.jpg | https://www.functionaldevices.com/downloads/products/MOD3-07-33MV.jpg |  | 1 | CE¦ETL Listed¦RoHS | 5 years | N |  |  |  | N | Black |  | 12 or 24 Vdc |  |  |  | 5 to 149 F | 90% Relative Humidity
MT212-12 | Building Automation | Accessories | Mounting Supplies | Mounting Snap Track, 2.75" Width x 12.00" Length | 12 | 2.75 | 0.75 | 0.22 | 8538.10.0000 | US - United States | https://www.functionaldevices.com/downloads/datasheets/MT212_SERIES.pdf | https://www.functionaldevices.com/downloads/datasheets/MT212_SERIES.pdf | https://www.functionaldevices.com/downloads/products/MT212-12.jpg | https://www.functionaldevices.com/downloads/products/MT212-12.jpg |  | 1 | CE¦RoHS¦UL Component Recognized | 5 years | N |  | Y | N | N | Gray
MT212-18 | Building Automation | Accessories | Mounting Supplies | Mounting Snap Track, 2.75" Width x 18.00" Length | 18 | 2.75 | 0.75 | 0.366 | 8538.10.0000 | US - United States | https://www.functionaldevices.com/downloads/datasheets/MT212_SERIES.pdf | https://www.functionaldevices.com/downloads/datasheets/MT212_SERIES.pdf | https://www.functionaldevices.com/downloads/products/MT212-18.jpg | https://www.functionaldevices.com/downloads/products/MT212-18.jpg |  | 1 | CE¦RoHS¦UL Component Recognized | 5 years | N |  | Y | N | N | Gray
MT212-2 | Building Automation | Accessories | Mounting Supplies | Mounting Snap Track, 2.75" Width x 2.00" Length | 2 | 2.75 | 0.75 | 0.035 | 8538.10.0000 | US - United States | https://www.functionaldevices.com/downloads/datasheets/MT212_SERIES.pdf | https://www.functionaldevices.com/downloads/datasheets/MT212_SERIES.pdf | https://www.functionaldevices.com/downloads/products/MT212-2.jpg | https://www.functionaldevices.com/downloads/products/MT212-2.jpg |  | 1 | CE¦RoHS¦UL Component Recognized | 5 years | N |  | Y | N | N | Gray
MT212-24 | Building Automation | Accessories | Mounting Supplies | Mounting Snap Track, 2.75" Width x 24.00" Length | 24 | 2.75 | 0.75 | 0.482 | 8538.10.0000 | US - United States | https://www.functionaldevices.com/downloads/datasheets/MT212_SERIES.pdf | https://www.functionaldevices.com/downloads/datasheets/MT212_SERIES.pdf | https://www.functionaldevices.com/downloads/products/MT212-24.jpg | https://www.functionaldevices.com/downloads/products/MT212-24.jpg |  | 1 | CE¦RoHS¦UL Component Recognized | 5 years | N |  | Y | N | N | Gray
MT212-4 | Building Automation | Accessories | Mounting Supplies | Mounting Snap Track, 2.75" Width x 4.00" Length | 4 | 2.75 | 0.75 | 0.074 | 8538.10.0000 | US - United States | https://www.functionaldevices.com/downloads/datasheets/MT212_SERIES.pdf | https://www.functionaldevices.com/downloads/datasheets/MT212_SERIES.pdf | https://www.functionaldevices.com/downloads/products/MT212-4.jpg | https://www.functionaldevices.com/downloads/products/MT212-4.jpg |  | 1 | CE¦RoHS¦UL Component Recognized | 5 years | N |  | Y | N | N | Gray
MT212-48 | Building Automation | Accessories | Mounting Supplies | Mounting Snap Track, 2.75" Width x 48.00" Length | 48 | 2.75 | 0.75 | 0.89 | 8538.10.0000 | US - United States | https://www.functionaldevices.com/downloads/datasheets/MT212_SERIES.pdf | https://www.functionaldevices.com/downloads/datasheets/MT212_SERIES.pdf | https://www.functionaldevices.com/downloads/products/MT212-48.jpg | https://www.functionaldevices.com/downloads/products/MT212-48.jpg |  | 1 | CE¦RoHS¦UL Component Recognized | 5 years | N |  | Y | N | N | Gray
MT212-6 | Building Automation | Accessories | Mounting Supplies | Mounting Snap Track, 2.75" Width x 6.00" Length | 6 | 2.75 | 0.75 | 0.11 | 8538.10.0000 | US - United States | https://www.functionaldevices.com/downloads/datasheets/MT212_SERIES.pdf | https://www.functionaldevices.com/downloads/datasheets/MT212_SERIES.pdf | https://www.functionaldevices.com/downloads/products/MT212-6.jpg | https://www.functionaldevices.com/downloads/products/MT212-6.jpg |  | 1 | CE¦RoHS¦UL Component Recognized | 5 years | N |  | Y | N | N | Gray
MT212-8 | Building Automation | Accessories | Mounting Supplies | Mounting Snap Track, 2.75" Width x 8.00" Length | 8 | 2.75 | 0.75 | 0.1467 | 8538.10.0000 | US - United States | https://www.functionaldevices.com/downloads/datasheets/MT212_SERIES.pdf | https://www.functionaldevices.com/downloads/datasheets/MT212_SERIES.pdf | https://www.functionaldevices.com/downloads/products/MT212-8.jpg | https://www.functionaldevices.com/downloads/products/MT212-8.jpg |  | 1 | CE¦RoHS¦UL Component Recognized | 5 years | N |  | Y | N | N | Gray
MT4-10 | Building Automation | Accessories | Mounting Supplies | Mounting Snap Track, 4.00" Width x 10" Length | 10 | 4 | 0.75 | 0.274 | 8538.10.0000 | US - United States | https://www.functionaldevices.com/downloads/datasheets/MT4_SERIES.pdf | https://www.functionaldevices.com/downloads/datasheets/MT4_SERIES.pdf | https://www.functionaldevices.com/downloads/products/MT4-10.jpg | https://www.functionaldevices.com/downloads/products/MT4-10.jpg |  | 1 | CE¦RoHS¦UL Component Recognized | 5 years | N |  | Y | N | N | Gray
MT4-12 | Building Automation | Accessories | Mounting Supplies | Mounting Snap Track, 4.00" Width x 12.00" Length | 12 | 4 | 0.75 | 0.274 | 8538.10.0000 | US - United States | https://www.functionaldevices.com/downloads/datasheets/MT4_SERIES.pdf | https://www.functionaldevices.com/downloads/datasheets/MT4_SERIES.pdf | https://www.functionaldevices.com/downloads/products/MT4-12.jpg | https://www.functionaldevices.com/downloads/products/MT4-12.jpg |  | 1 | CE¦RoHS¦UL Component Recognized | 5 years | N |  | Y | N | N | Gray
MT4-18 | Building Automation | Accessories | Mounting Supplies | Mounting Snap Track, 4.00" Width x 18.00" Length | 18 | 4 | 0.75 | 0.44 | 8538.10.0000 | US - United States | https://www.functionaldevices.com/downloads/datasheets/MT4_SERIES.pdf | https://www.functionaldevices.com/downloads/datasheets/MT4_SERIES.pdf | https://www.functionaldevices.com/downloads/products/MT4-18.jpg | https://www.functionaldevices.com/downloads/products/MT4-18.jpg |  | 1 | CE¦RoHS¦UL Component Recognized | 5 years | N |  | Y | N | N | Gray
MT4-2 | Building Automation | Accessories | Mounting Supplies | Mounting Snap Track, 4.00" Width x 2.00" Length | 2 | 4 | 0.75 | 0.045 | 8538.10.0000 | US - United States | https://www.functionaldevices.com/downloads/datasheets/MT4_SERIES.pdf | https://www.functionaldevices.com/downloads/datasheets/MT4_SERIES.pdf | https://www.functionaldevices.com/downloads/products/MT4-2.jpg | https://www.functionaldevices.com/downloads/products/MT4-2.jpg |  | 1 | CE¦RoHS¦UL Component Recognized | 5 years | N |  | Y | N | N | Gray
MT4-24 | Building Automation | Accessories | Mounting Supplies | Mounting Snap Track, 4.00" Width x 24.00" Length | 24 | 4 | 0.75 | 0.489 | 8538.10.0000 | US - United States | https://www.functionaldevices.com/downloads/datasheets/MT4_SERIES.pdf | https://www.functionaldevices.com/downloads/datasheets/MT4_SERIES.pdf | https://www.functionaldevices.com/downloads/products/MT4-24.jpg | https://www.functionaldevices.com/downloads/products/MT4-24.jpg |  | 1 | CE¦RoHS¦UL Component Recognized | 5 years | N |  | Y | N | N | Gray
MT4-4 | Building Automation | Accessories | Mounting Supplies | Mounting Snap Track, 4.00" Width x 4.00" Length | 4 | 4 | 0.75 | 0.0996 | 8538.10.0000 | US - United States | https://www.functionaldevices.com/downloads/datasheets/MT4_SERIES.pdf | https://www.functionaldevices.com/downloads/datasheets/MT4_SERIES.pdf | https://www.functionaldevices.com/downloads/products/MT4-4.jpg | https://www.functionaldevices.com/downloads/products/MT4-4.jpg |  | 1 | CE¦RoHS¦UL Component Recognized | 5 years | N |  | Y | N | N | Gray
MT4-48 | Building Automation | Accessories | Mounting Supplies | Mounting Snap Track, 4.00" Width x 48.00" Length | 48 | 4 | 0.75 | 1.19 | 8538.10.0000 | US - United States | https://www.functionaldevices.com/downloads/datasheets/MT4_SERIES.pdf | https://www.functionaldevices.com/downloads/datasheets/MT4_SERIES.pdf | https://www.functionaldevices.com/downloads/products/MT4-48.jpg | https://www.functionaldevices.com/downloads/products/MT4-48.jpg |  | 1 | CE¦RoHS¦UL Component Recognized | 5 years | N |  | Y | N | N | Gray
MT4-6 | Building Automation | Accessories | Mounting Supplies | Mounting Snap Track, 4.00" Width x 6.00" Length | 6 | 4 | 0.75 | 0.1494 | 8538.10.0000 | US - United States | https://www.functionaldevices.com/downloads/datasheets/MT4_SERIES.pdf | https://www.functionaldevices.com/downloads/datasheets/MT4_SERIES.pdf | https://www.functionaldevices.com/downloads/products/MT4-6.jpg | https://www.functionaldevices.com/downloads/products/MT4-6.jpg |  | 1 | CE¦RoHS¦UL Component Recognized | 5 years | N |  | Y | N | N | Gray
MT4-8 | Building Automation | Accessories | Mounting Supplies | Mounting Snap Track, 4.00" Width x 8.00" Length | 8 | 4 | 0.75 | 0.1992 | 8538.10.0000 | US - United States | https://www.functionaldevices.com/downloads/datasheets/MT4_SERIES.pdf | https://www.functionaldevices.com/downloads/datasheets/MT4_SERIES.pdf | https://www.functionaldevices.com/downloads/products/MT4-8.jpg | https://www.functionaldevices.com/downloads/products/MT4-8.jpg |  | 1 | CE¦RoHS¦UL Component Recognized | 5 years | N |  | Y | N | N | Gray
PE6000 | Building Automation | Enclosures | Plastic | Plastic Housing, NEMA 1, 0.75" NPT Nipple, 4.28" H x 7.00" W x 2.00" D | 4.28 | 7 | 2 | 0.465 | 8538.10.0000 | US - United States | https://www.functionaldevices.com/downloads/datasheets/PE6000_SERIES.pdf | https://www.functionaldevices.com/downloads/datasheets/PE6000_SERIES.pdf | https://www.functionaldevices.com/downloads/products/PE6000.jpg | https://www.functionaldevices.com/downloads/products/PE6000.jpg |  | 1 | CE¦RoHS¦UL Listed | 5 years | N |  | Y | N | N | Gray
PE6000-N4 | Building Automation | Enclosures | Plastic | Plastic Housing, NEMA 4/4X, 0.75" NPT Nipple, 4.28" H x 7.00" W x 2.00" D | 4.28 | 7 | 2 | 0.465 | 8538.10.0000 | US - United States | https://www.functionaldevices.com/downloads/datasheets/PE6000_SERIES.pdf | https://www.functionaldevices.com/downloads/datasheets/PE6000_SERIES.pdf | https://www.functionaldevices.com/downloads/products/PE6000-N4.jpg | https://www.functionaldevices.com/downloads/products/PE6000-N4.jpg | https://www.functionaldevices.com/downloads/bulletins/B1308_393138.pdf | 1 | CE¦RoHS¦UL Listed | 5 years | N |  | Y | N | N | Gray
PE6000-N4-GY | Building Automation | Enclosures | Plastic | Plastic Housing, NEMA 4, 0.75" NPT Nipple, 4.28" H x 7.00" W x 2.00" D, Gray Lid | 4.28 | 7 | 2 | 0.465 | 8536.49.0075 | US - United States | https://www.functionaldevices.com/downloads/datasheets/PE6000_SERIES.pdf | https://www.functionaldevices.com/downloads/datasheets/PE6000_SERIES.pdf | https://www.functionaldevices.com/downloads/products/PE6000-N4-GY.jpg | https://www.functionaldevices.com/downloads/products/PE6000-N4-GY.jpg | https://www.functionaldevices.com/downloads/bulletins/B1308_393138.pdf | 1 | CE¦RoHS¦UL Listed | 5 years | N |  | Y | N | N | Gray
PE6010 | Building Automation | Enclosures | Plastic | Plastic Housing, NEMA 1, 0.75" NPT Nipple, 4.28" H x 7.00" W x 2.00" D with 4.00" x 4.00" Mounting Track | 4.28 | 7 | 2 | 0.717 | 8538.10.0000 | US - United States | https://www.functionaldevices.com/downloads/datasheets/PE6000_SERIES.pdf | https://www.functionaldevices.com/downloads/datasheets/PE6000_SERIES.pdf | https://www.functionaldevices.com/downloads/products/PE6010.jpg | https://www.functionaldevices.com/downloads/products/PE6010.jpg |  | 1 | CE¦RoHS¦UL Listed | 5 years | N |  | Y | N | N | Gray
PE6010-GY | Building Automation | Enclosures | Plastic | Plastic Housing, NEMA 1, 0.75" NPT Nipple, 4.28" H x 7.00" W x 2.00" D with 4.00" x 4.00" Mounting Track, Gray Lid | 4.28 | 7 | 2 | 0.717 | 8538.10.0000 | US - United States | https://www.functionaldevices.com/downloads/datasheets/PE6000_SERIES.pdf | https://www.functionaldevices.com/downloads/datasheets/PE6000_SERIES.pdf | https://www.functionaldevices.com/downloads/products/PE6010.jpg | https://www.functionaldevices.com/downloads/products/PE6010.jpg |  | 1 | CE¦RoHS¦UL Listed | 5 years | N |  | Y | N | N | Gray
PE6010-N4 | Building Automation | Enclosures | Plastic | Plastic Housing, NEMA 4/4X, 0.75" NPT Nipple, 4.28" H x 7.00" W x 2.00" D with 4.00" x 4.00" Mounting Track | 4.28 | 7 | 2 | 0.72 | 8538.10.0000 | US - United States | https://www.functionaldevices.com/downloads/datasheets/PE6000_SERIES.pdf | https://www.functionaldevices.com/downloads/datasheets/PE6000_SERIES.pdf | https://www.functionaldevices.com/downloads/products/PE6010-N4.jpg | https://www.functionaldevices.com/downloads/products/PE6010-N4.jpg | https://www.functionaldevices.com/downloads/bulletins/B1308_393138.pdf | 1 | CE¦RoHS¦UL Listed | 5 years | N |  | Y | N | N | Gray
PE6020 | Building Automation | Enclosures | Plastic | Plastic Housing, NEMA 1, 0.75" NPT Nipple, 4.28" H x 7.00" W x 2.00" D with 2.75" x 6.00" Mounting Track | 4.28 | 7 | 2 | 0.769 | 8538.10.0000 | US - United States | https://www.functionaldevices.com/downloads/datasheets/PE6000_SERIES.pdf | https://www.functionaldevices.com/downloads/datasheets/PE6000_SERIES.pdf | https://www.functionaldevices.com/downloads/products/PE6020-GY.jpg | https://www.functionaldevices.com/downloads/products/PE6020-GY.jpg |  | 1 | CE¦RoHS¦UL Listed | 5 years | N |  | Y | N | N | Gray
PE6020-GY | Building Automation | Enclosures | Plastic | Plastic Housing, NEMA 1, 0.75" NPT Nipple, 4.28" H x 7.00" W x 2.00" D with 2.75" x 6.00" Mounting Track, Gray Lid | 4.28 | 7 | 2 | 0.769 | 8538.10.0000 | US - United States | https://www.functionaldevices.com/downloads/datasheets/PE6000_SERIES.pdf | https://www.functionaldevices.com/downloads/datasheets/PE6000_SERIES.pdf | https://www.functionaldevices.com/downloads/products/PE6020.jpg | https://www.functionaldevices.com/downloads/products/PE6020.jpg |  | 1 | CE¦RoHS¦UL Listed | 5 years | N |  | Y | N | N | Gray
PE6020-N4 | Building Automation | Enclosures | Plastic | Plastic Housing, NEMA 4/4X, 0.75" NPT Nipple, 4.28" H x 7.00" W x 2.00" D with 2.75" x 6.00" Mounting Track | 4.28 | 7 | 2 | 0.77 | 8538.10.0000 | US - United States | https://www.functionaldevices.com/downloads/datasheets/PE6000_SERIES.pdf | https://www.functionaldevices.com/downloads/datasheets/PE6000_SERIES.pdf | https://www.functionaldevices.com/downloads/products/PE6020-N4.jpg | https://www.functionaldevices.com/downloads/products/PE6020-N4.jpg | https://www.functionaldevices.com/downloads/bulletins/B1308_393138.pdf | 1 | CE¦RoHS¦UL Listed | 5 years | N |  | Y | N | N | Gray
PSB100AB10 | Building Automation | Power Supplies | AC Power Supplies | Single 100 VA Power Supply, 120 Vac to 24 Vac, 10 Amp Main Breaker, Open Bracket Panel Mount, Metal Enclosure | 5.2 | 5.25 | 3.75 | 4.5 | 8504.40.9520 | US - United States | https://www.functionaldevices.com/downloads/datasheets/PSB100AB10.pdf | https://www.functionaldevices.com/downloads/datasheets/PSB100AB10.pdf | https://www.functionaldevices.com/downloads/products/PSB100AB10.jpg | https://www.functionaldevices.com/downloads/products/PSB100AB10.jpg | https://www.functionaldevices.com/downloads/bulletins/B1450_393170.pdf | 1 | CE¦RoHS¦UL Class 2¦UL Listed¦UL508 | 5 years | N |  | Y | N | N | Gray | 100VA | 120 Vac to 24 Vac @ 100VA
PSB40AB10 | Building Automation | Power Supplies | AC Power Supplies | Single 40 VA Power Supply, 120 Vac to 24 Vac, 10 Amp Main Breaker, Open Bracket Panel Mount, Metal Enclosure | 5.2 | 5.25 | 3.75 | 3.26 | 8504.40.9510 | US - United States | https://www.functionaldevices.com/downloads/datasheets/PSB40AB10.pdf | https://www.functionaldevices.com/downloads/datasheets/PSB40AB10.pdf | https://www.functionaldevices.com/downloads/products/PSB40AB10.jpg | https://www.functionaldevices.com/downloads/products/PSB40AB10.jpg | https://www.functionaldevices.com/downloads/bulletins/B1450_393170.pdf | 1 | CE¦RoHS¦UL Class 2¦UL Listed¦UL508 | 5 years | N |  | Y | N | N | Gray | 40VA | 120 Vac to 24 Vac @ 40VA
PSC100AB10 | Building Automation | Power Supplies | AC Power Supplies | Single 100 VA Power Supply, 120 Vac to 24 Vac, 10 Amp Main Breaker, Metal Enclosure | 6.25 | 5.62 | 4.25 | 6.46 | 8504.40.9520 | US - United States | https://www.functionaldevices.com/downloads/datasheets/PSC100AB10.pdf | https://www.functionaldevices.com/downloads/datasheets/PSC100AB10.pdf | https://www.functionaldevices.com/downloads/products/PSC100AB10.jpg | https://www.functionaldevices.com/downloads/products/PSC100AB10.jpg | https://www.functionaldevices.com/downloads/bulletins/B1450_393170.pdf | 1 | CE¦RoHS¦UL Class 2¦UL Listed¦UL508 | 5 years | N |  | Y | N | N | Gray | 100VA | 120 Vac to 24 Vac @ 100VA
PSC40AB10 | Building Automation | Power Supplies | AC Power Supplies | Single 40 VA Power Supply, 120 Vac to 24 Vac, 10 Amp Main Breaker, Metal Enclosure | 6.25 | 5.62 | 4.25 | 5.64 | 8504.40.9510 | US - United States | https://www.functionaldevices.com/downloads/datasheets/PSC40AB10.pdf | https://www.functionaldevices.com/downloads/datasheets/PSC40AB10.pdf | https://www.functionaldevices.com/downloads/products/PSC40AB10.jpg | https://www.functionaldevices.com/downloads/products/PSC40AB10.jpg | https://www.functionaldevices.com/downloads/bulletins/B1450_393170.pdf | 1 | CE¦RoHS¦UL Class 2¦UL Listed¦UL508 | 5 years | N |  | Y | N | N | Gray | 40VA | 120 Vac to 24 Vac @ 40VA
PSH100A | Building Automation | Power Supplies | AC Power Supplies | Single 100 VA, 120 Vac to 24 Vac, UL Class 2, Metal Enclosure | 4.5 | 5.438 | 4.5 | 4.74 | 8504.40.9520 | US - United States | https://www.functionaldevices.com/downloads/datasheets/PSH100A_SERIES.pdf | https://www.functionaldevices.com/downloads/datasheets/PSH100A_SERIES.pdf | https://www.functionaldevices.com/downloads/products/PSH100A.jpg | https://www.functionaldevices.com/downloads/products/PSH100A.jpg | https://www.functionaldevices.com/downloads/bulletins/B1373_393149.pdf | 1 | CE¦OSHPD Seismic Certified¦RoHS¦UL Class 2¦UL Listed¦UL508 | 5 years | N |  | Y | N | N | Gray | 100VA | 120 Vac to 24 Vac @ 100VA
PSH100A100A | Building Automation | Power Supplies | AC Power Supplies | Dual 100 VA, 120 Vac to 24 Vac, UL Class 2, Metal Enclosure | 4.5 | 8.625 | 4.5 | 8.72 | 8504.40.9520 | US - United States | https://www.functionaldevices.com/downloads/datasheets/PSH100A100A_SERIES.pdf | https://www.functionaldevices.com/downloads/datasheets/PSH100A100A_SERIES.pdf | https://www.functionaldevices.com/downloads/products/PSH100A100A.jpg | https://www.functionaldevices.com/downloads/products/PSH100A100A.jpg | https://www.functionaldevices.com/downloads/bulletins/B1373_393149.pdf | 1 | CE¦OSHPD Seismic Certified¦RoHS¦UL Class 2¦UL Listed¦UL508 | 5 years | N |  | Y | N | N | Gray | 100VA/100VA | 120 Vac to 24 Vac @ 100VA
PSH100A100AB10 | Building Automation | Power Supplies | AC Power Supplies | Dual 100 VA, 120 Vac to 24 Vac, UL Class 2, 10 Amp Main Breaker, Metal Enclosure | 4.5 | 8.625 | 4.5 | 8.86 | 8504.40.9520 | US - United States | https://www.functionaldevices.com/downloads/datasheets/PSH100A100A_SERIES.pdf | https://www.functionaldevices.com/downloads/datasheets/PSH100A100A_SERIES.pdf | https://www.functionaldevices.com/downloads/products/PSH100A100AB10.jpg | https://www.functionaldevices.com/downloads/products/PSH100A100AB10.jpg | https://www.functionaldevices.com/downloads/bulletins/B1373_393149.pdf | 1 | CE¦OSHPD Seismic Certified¦RoHS¦UL Class 2¦UL Listed¦UL508 | 5 years | N |  | Y | N | N | Gray | 100VA/100VA | 120 Vac to 24 Vac @ 100VA
PSH100A100AB10-DC | Building Automation | Power Supplies | DC Power Supplies | DC Power Supply, Dual Switching, 120 Vac to 24 Vac and 120 Vac to 24 Vdc, 2.5 Amp, 10 Amp Main Breaker, Metal Enclosure | 4.5 | 8.625 | 4.5 | 8.86 | 8504.40.9520 | US - United States | https://www.functionaldevices.com/downloads/datasheets/PSH100A100AB10-DC.pdf | https://www.functionaldevices.com/downloads/datasheets/PSH100A100AB10-DC.pdf | https://www.functionaldevices.com/downloads/products/PSH100A100AB10-DC.jpg | https://www.functionaldevices.com/downloads/products/PSH100A100AB10-DC.jpg | https://www.functionaldevices.com/downloads/bulletins/B2963_393321.pdf | 1 | CE¦RoHS¦UL Class 2¦UL Listed¦UL508 | 5 years | N |  |  |  | N | Gray | 100VA/100VA | 120 Vac to 24 Vac and 24 Vdc |  |  |  | 40 C Max
PSH100A100AW | Building Automation | Power Supplies | AC Power Supplies | Dual 100 VA, 120 Vac to 24 Vac, UL Class 2, Secondary Wires, Metal Enclosure | 4.5 | 8.625 | 4.5 | 8.76 | 8504.40.9520 | US - United States | https://www.functionaldevices.com/downloads/datasheets/PSH100A100A_SERIES.pdf | https://www.functionaldevices.com/downloads/datasheets/PSH100A100A_SERIES.pdf | https://www.functionaldevices.com/downloads/products/PSH100A100AW.jpg | https://www.functionaldevices.com/downloads/products/PSH100A100AW.jpg | https://www.functionaldevices.com/downloads/bulletins/B1373_393149.pdf | 1 | CE¦OSHPD Seismic Certified¦RoHS¦UL Class 2¦UL Listed¦UL508 | 5 years | N |  | Y | N | N | Gray | 100VA/100VA | 120 Vac to 24 Vac @ 100VA
PSH100A100AWB10 | Building Automation | Power Supplies | AC Power Supplies | Dual 100 VA, 120 Vac to 24 Vac, UL Class 2, Secondary Wires, 10 Amp Main Breaker, Metal Enclosure | 4.5 | 8.625 | 4.5 | 8.88 | 8504.40.9520 | US - United States | https://www.functionaldevices.com/downloads/datasheets/PSH100A100A_SERIES.pdf | https://www.functionaldevices.com/downloads/datasheets/PSH100A100A_SERIES.pdf | https://www.functionaldevices.com/downloads/products/PSH100A100AWB10.jpg | https://www.functionaldevices.com/downloads/products/PSH100A100AWB10.jpg | https://www.functionaldevices.com/downloads/bulletins/B1373_393149.pdf | 1 | CE¦OSHPD Seismic Certified¦RoHS¦UL Class 2¦UL Listed¦UL508 | 5 years | N |  | Y | N | N | Gray | 100VA/100VA | 120 Vac to 24 Vac @ 100VA
PSH100A24DWB10 | Building Automation | Power Supplies | DC Power Supplies | DC Power Supply, 100 VA, 120 to 24 Vac and Switching 120 to 24 Vdc at 2.5 Amp, Metal Enclosure | 4.5 | 8.625 | 4.5 | 8.88 | 8504.40.9520 | US - United States | https://www.functionaldevices.com/downloads/datasheets/PSH100A24DWB10.pdf | https://www.functionaldevices.com/downloads/datasheets/PSH100A24DWB10.pdf | https://www.functionaldevices.com/downloads/products/PSH100A24DWB10.jpg | https://www.functionaldevices.com/downloads/products/PSH100A24DWB10.jpg | https://www.functionaldevices.com/downloads/bulletins/B1373_393149.pdf | 1 | CE¦RoHS | 5 years | N |  | Y | N | N | Gray | 100VA | 120 Vac to 24 Vac and 24 Vdc
PSH100AB10 | Building Automation | Power Supplies | AC Power Supplies | Single 100 VA, 120 Vac to 24 Vac, UL Class 2, 10 Amp Main Breaker, Metal Enclosure | 4.5 | 5.438 | 4.5 | 5.24 | 8504.40.9520 | US - United States | https://www.functionaldevices.com/downloads/datasheets/PSH100A_SERIES.pdf | https://www.functionaldevices.com/downloads/datasheets/PSH100A_SERIES.pdf | https://www.functionaldevices.com/downloads/products/PSH100AB10.jpg | https://www.functionaldevices.com/downloads/products/PSH100AB10.jpg | https://www.functionaldevices.com/downloads/bulletins/B1373_393149.pdf | 1 | CE¦OSHPD Seismic Certified¦RoHS¦UL Class 2¦UL Listed¦UL508 | 5 years | N |  | Y | N | N | Gray | 100VA | 120 Vac to 24Vdc @ 100VA
PSH100AB10-DC | Building Automation | Power Supplies | DC Power Supplies | DC Power Supply, Single Switching, 120 Vac to 24 Vdc, 2.5 Amp, 10 Amp Main Breaker, Metal Enclosure | 4.5 | 5.438 | 4.5 | 5.24 | 8504.40.9520 | US - United States | https://www.functionaldevices.com/downloads/datasheets/PSH100AB10-DC.pdf | https://www.functionaldevices.com/downloads/datasheets/PSH100AB10-DC.pdf | https://www.functionaldevices.com/downloads/products/PSH100AB10-DC.jpg | https://www.functionaldevices.com/downloads/products/PSH100AB10-DC.jpg | https://www.functionaldevices.com/downloads/bulletins/B2963_393321.pdf | 1 | CE¦RoHS¦UL Class 2¦UL Listed¦UL508 | 5 years | N |  |  |  | N | Gray | 100VA | 120 Vac to 24 Vdc @ 2.5 Amps |  |  |  | 40 C Max
PSH100AB10-EXT2 | Building Automation | Power Supplies | AC Power Supplies | Single 100 VA, 120 Vac to 24 Vac, UL Class 2, 10 Amp main breaker with input extension cord, Metal Enclosure | 4.5 | 5.438 | 4.5 | 5.24 | 8504.40.9520 | US - United States | https://www.functionaldevices.com/downloads/datasheets/PSH100AB10-EXT2.pdf | https://www.functionaldevices.com/downloads/datasheets/PSH100AB10-EXT2.pdf | https://www.functionaldevices.com/downloads/products/PSH100AB10-EXT2.jpg | https://www.functionaldevices.com/downloads/products/PSH100AB10-EXT2.jpg | https://www.functionaldevices.com/downloads/bulletins/B1373_393149.pdf | 1 | CE¦RoHS¦UL Class 2¦UL Listed | 5 years | N |  | Y | N | N | Gray | 100VA | 120 Vac to 24Vdc @ 100VA
PSH100AW | Building Automation | Power Supplies | AC Power Supplies | Single 100 VA, 120 Vac to 24 Vac, UL Class 2, Secondary Wires, Metal Enclosure | 4.5 | 5.438 | 4.5 | 5.12 | 8504.40.9520 | US - United States | https://www.functionaldevices.com/downloads/datasheets/PSH100A_SERIES.pdf | https://www.functionaldevices.com/downloads/datasheets/PSH100A_SERIES.pdf | https://www.functionaldevices.com/downloads/products/PSH100AW.jpg | https://www.functionaldevices.com/downloads/products/PSH100AW.jpg | https://www.functionaldevices.com/downloads/bulletins/B1373_393149.pdf | 1 | CE¦OSHPD Seismic Certified¦RoHS¦UL Class 2¦UL Listed¦UL508 | 5 years | N |  | Y | N | N | Gray | 100VA | 120 Vac to 24 Vac @ 100VA
PSH100AWB10 | Building Automation | Power Supplies | AC Power Supplies | Single 100 VA, 120 Vac to 24 Vac, UL Class 2, Secondary Wires, 10 Amp Main Breaker, Metal Enclosure | 4.5 | 5.438 | 4.5 | 5.228 | 8504.40.9520 | US - United States | https://www.functionaldevices.com/downloads/datasheets/PSH100A_SERIES.pdf | https://www.functionaldevices.com/downloads/datasheets/PSH100A_SERIES.pdf | https://www.functionaldevices.com/downloads/products/PSH100AWB10.jpg | https://www.functionaldevices.com/downloads/products/PSH100AWB10.jpg | https://www.functionaldevices.com/downloads/bulletins/B1373_393149.pdf | 1 | CE¦OSHPD Seismic Certified¦RoHS¦UL Class 2¦UL Listed¦UL508 | 5 years | N |  | Y | N | N | Gray | 100VA | 120 Vac to 24 Vac @ 100VA
PSH200A | Building Automation | Power Supplies | AC Power Supplies | 200 VA Power Supply, Five 40 VA Class 2 Outputs, 480/347/277/240/120 Vac to 24 Vac, Metal Enclosure | 12.125 | 12.125 | 6 | 18.6 | 8504.40.9530 | US - United States | https://www.functionaldevices.com/downloads/datasheets/PSH200A.pdf | https://www.functionaldevices.com/downloads/datasheets/PSH200A.pdf | https://www.functionaldevices.com/downloads/products/PSH200A.jpg | https://www.functionaldevices.com/downloads/products/PSH200A.jpg |  | 1 | CE¦RoHS¦UL Class 2¦UL Listed | 5 years | N |  | Y | N | N | Gray | 200VA | 120/240/277/347/480 to 24 Vac @ 40VA
PSH200AB10-LVC | Building Automation | Power Supplies | AC Power Supplies | 200 VA Power Supply, Five 40 VA Class 2 Outputs, 120 Vac to 24 Vac, Hi/Lo Voltage Separate Wiring Compartments, Exterior 120 Vac Receptacle and Circuit Breakers Switches, Metal Enclosure | 12.125 | 12.125 | 6 | 33.58 | 8504.40.9530 | US - United States | https://www.functionaldevices.com/downloads/datasheets/PSH200AB10-LVC.pdf | https://www.functionaldevices.com/downloads/datasheets/PSH200AB10-LVC.pdf | https://www.functionaldevices.com/downloads/products/PSH200AB10-LVC.jpg | https://www.functionaldevices.com/downloads/products/PSH200AB10-LVC.jpg |  | 1 | CE¦RoHS¦UL Class 2¦UL Listed | 5 years | N |  | Y | N | N | Gray | 200VA | 120 Vac to 24 Vac @ 40 VA
PSH200A-LVC | Building Automation | Power Supplies | AC Power Supplies | 200 VA Power Supply, Five 40 VA Class 2 Outputs, 480/347/277/240/120 Vac to 24 Vac, Hi/Lo Voltage Separate Wiring Compartments, Metal Enclosure | 12.125 | 12.125 | 6 | 20.3 | 8504.40.9530 | US - United States | https://www.functionaldevices.com/downloads/datasheets/PSH200A-LVC.pdf | https://www.functionaldevices.com/downloads/datasheets/PSH200A-LVC.pdf | https://www.functionaldevices.com/downloads/products/PSH200A-LVC.jpg | https://www.functionaldevices.com/downloads/products/PSH200A-LVC.jpg |  | 1 | CE¦RoHS¦UL Class 2¦UL Listed | 5 years | N |  | Y | N | N | Gray | 200VA | 120/240/277/347/480 to 24 Vac @ 40VA
PSH24DWB10 | Building Automation | Power Supplies | DC Power Supplies | DC Power Supply, Single Switching, 120-24 Vdc at 2.5 Amp, Metal Enclosure | 4.5 | 5.438 | 4.5 | 2.98 | 8504.40.9520 | US - United States | https://www.functionaldevices.com/downloads/datasheets/PSH24DWB10.pdf | https://www.functionaldevices.com/downloads/datasheets/PSH24DWB10.pdf | https://www.functionaldevices.com/downloads/products/PSH24DWB10.jpg | https://www.functionaldevices.com/downloads/products/PSH24DWB10.jpg | https://www.functionaldevices.com/downloads/bulletins/B1871_393232.pdf | 1 | CE¦RoHS | 5 years | N |  | Y | N | N | Gray | 2.5 Amp | 120 Vac to 24Vdc |  |  |  | 32 to 122 F
PSH2C2RB10 | Building Automation | Power Control | UPS Interface | UPS Power Control Center Interface Board, Status Contacts, 2.75" Track Mount in 12" x 16" x 6" Metal Enclosure | 12 | 16 | 6 | 12.3 | 8536.90.8085 | US - United States | https://www.functionaldevices.com/downloads/datasheets/PSH2C2RB10.pdf | https://www.functionaldevices.com/downloads/datasheets/PSH2C2RB10.pdf | https://www.functionaldevices.com/downloads/products/PSH2C2RB10.jpg | https://www.functionaldevices.com/downloads/products/PSH2C2RB10.jpg | https://www.functionaldevices.com/downloads/bulletins/B1417_393164.pdf | 1 | CE¦RoHS¦UL Listed | 5 years | N |  | Y | N | N | Gray | 10 Amp Switch | 120 Vac |  |  |  | -30 to 140 F
PSH2C2RB10-L | Building Automation | Power Control | UPS Interface | UPS Power Control Center Interface Board, Status Contacts, 2.75" Track Mount in 14" x 16" x 6" Metal Enclosure | 14 | 16 | 6 | 14 | 8536.90.8085 | US - United States | https://www.functionaldevices.com/downloads/datasheets/PSH2C2RB10-L.pdf | https://www.functionaldevices.com/downloads/datasheets/PSH2C2RB10-L.pdf | https://www.functionaldevices.com/downloads/products/PSH2C2RB10-L.jpg | https://www.functionaldevices.com/downloads/products/PSH2C2RB10-L.jpg | https://www.functionaldevices.com/downloads/bulletins/B1417_393164.pdf | 1 | CE¦RoHS¦UL Listed | 5 years | N |  | Y | N | N | Gray | 10 Amp Switch | 120 Vac |  |  |  | -30 to 140 F
PSH2RB10 | Building Automation | Power Control | UPS Interface | UPS Power Control Center 2.75" Track Mount in 12" x 14" x 6" Metal Enclosure | 12 | 14 | 6 | 13.073 | 8536.90.8085 | US - United States | https://www.functionaldevices.com/downloads/datasheets/PSH2RB10.pdf | https://www.functionaldevices.com/downloads/datasheets/PSH2RB10.pdf | https://www.functionaldevices.com/downloads/products/PSH2RB10.jpg | https://www.functionaldevices.com/downloads/products/PSH2RB10.jpg | https://www.functionaldevices.com/downloads/bulletins/B1419_393165.pdf | 1 | CE¦RoHS¦UL Listed | 5 years | N |  | Y | N | N | Gray | 10 Amp Switch | 120 Vac |  |  |  | -30 to 140 F
PSH300A | Building Automation | Power Supplies | AC Power Supplies | 300 VA Power Supply, Three 100 VA Class 2 Outputs, 480/277/240/120 Vac to 24 Vac, Metal Enclosure | 12.125 | 12.125 | 6 | 19.98 | 8504.40.9530 | US - United States | https://www.functionaldevices.com/downloads/datasheets/PSH300A.pdf | https://www.functionaldevices.com/downloads/datasheets/PSH300A.pdf | https://www.functionaldevices.com/downloads/products/PSH300A.jpg | https://www.functionaldevices.com/downloads/products/PSH300A.jpg |  | 1 | CE¦OSHPD Seismic Certified¦RoHS¦UL Class 2¦UL Listed | 5 years | N |  | Y | N | N | Gray | 300VA | 120/240/277/480 to 24 Vac @ 100VA
PSH300AB10-LVC | Building Automation | Power Supplies | AC Power Supplies | 300 VA Power Supply, Three 100 VA Class 2 Outputs, 120 Vac to 24 Vac, Hi/Lo Voltage Separate Wiring Compartments, Exterior 120 Vac Receptacle and Circuit Breakers Switches, Metal Enclosure | 12.125 | 12.125 | 6 | 21.88 | 8504.40.9530 | US - United States | https://www.functionaldevices.com/downloads/datasheets/PSH300AB10-LVC.pdf | https://www.functionaldevices.com/downloads/datasheets/PSH300AB10-LVC.pdf | https://www.functionaldevices.com/downloads/products/PSH300AB10-LVC.jpg | https://www.functionaldevices.com/downloads/products/PSH300AB10-LVC.jpg |  | 1 | CE¦OSHPD Seismic Certified¦RoHS¦UL Class 2¦UL Listed | 5 years | N |  | Y | N | N | Gray | 300VA | 120 Vac to 24 Vac @ 100 VA
PSH300A-IC | Building Automation | Power Supplies | AC Power Supplies | 300 VA Power Supply, UL508, Three 100 VA Class 2 Outputs, 480/277/240/120 Vac to 24 Vac, Metal Enclosure | 12.125 | 12.125 | 6 | 19.98 | 8504.40.9530 | US - United States | https://www.functionaldevices.com/downloads/datasheets/PSH300A.pdf | https://www.functionaldevices.com/downloads/datasheets/PSH300A.pdf | https://www.functionaldevices.com/downloads/products/PSH300A.jpg | https://www.functionaldevices.com/downloads/products/PSH300A.jpg | https://www.functionaldevices.com/downloads/bulletins/B1373_393149.pdf | 1 | CE¦OSHPD Seismic Certified¦RoHS¦UL Class 2¦UL Listed¦UL508 | 5 years | N |  | Y | N | N | Gray | 300VA | 120/240/277/480 to 24 Vac @ 100VA
PSH300A-LVC | Building Automation | Power Supplies | AC Power Supplies | 300 VA Power Supply, Three 100 VA Class 2 Outputs, 480/277/240/120 Vac to 24 Vac, Hi/Lo Voltage Separate Wiring Compartments, Metal Enclosure | 12.125 | 12.125 | 6 | 20.18 | 8504.40.9530 | US - United States | https://www.functionaldevices.com/downloads/datasheets/PSH300A-LVC.pdf | https://www.functionaldevices.com/downloads/datasheets/PSH300A-LVC.pdf | https://www.functionaldevices.com/downloads/products/PSH300A-LVC.jpg | https://www.functionaldevices.com/downloads/products/PSH300A-LVC.jpg |  | 1 | CE¦OSHPD Seismic Certified¦RoHS¦UL Class 2¦UL Listed | 5 years | N |  | Y | N | N | Gray | 300VA | 120/240/277/480 to 24 Vac @ 100VA
PSH40A | Building Automation | Power Supplies | AC Power Supplies | Single 40 VA Power Supply, 120 Vac to 24 Vac, UL Class 2, Metal Enclosure | 4.5 | 5.438 | 4.5 | 4.02 | 8504.40.9510 | US - United States | https://www.functionaldevices.com/downloads/datasheets/PSH40A_SERIES.pdf | https://www.functionaldevices.com/downloads/datasheets/PSH40A_SERIES.pdf | https://www.functionaldevices.com/downloads/products/PSH40A.jpg | https://www.functionaldevices.com/downloads/products/PSH40A.jpg | https://www.functionaldevices.com/downloads/bulletins/B1373_393149.pdf | 1 | CE¦OSHPD Seismic Certified¦RoHS¦UL Class 2¦UL Listed¦UL508 | 5 years | N |  | Y | N | N | Gray | 40VA | 120 Vac to 24 Vac @ 40VA
PSH40AB10 | Building Automation | Power Supplies | AC Power Supplies | Single 40 VA Power Supply, 120 Vac to 24 Vac, UL Class 2, 10 Amp Main Breaker, Metal Enclosure | 4.5 | 5.438 | 4.5 | 4.14 | 8504.40.9510 | US - United States | https://www.functionaldevices.com/downloads/datasheets/PSH40A_SERIES.pdf | https://www.functionaldevices.com/downloads/datasheets/PSH40A_SERIES.pdf | https://www.functionaldevices.com/downloads/products/PSH40AB10.jpg | https://www.functionaldevices.com/downloads/products/PSH40AB10.jpg | https://www.functionaldevices.com/downloads/bulletins/B1373_393149.pdf | 1 | CE¦OSHPD Seismic Certified¦RoHS¦UL Class 2¦UL Listed¦UL508 | 5 years | N |  | Y | N | N | Gray | 40VA | 120 Vac to 24 Vac @ 40VA
PSH40AB10-EXT2 | Building Automation | Power Supplies | AC Power Supplies | Single 40 VA Power Supply, 120 Vac to 24 Vac, UL Class 2, 10 Amp Main Breaker with Extension Cord, Metal Enclosure | 4.5 | 5.438 | 4.5 | 4.14 | 8504.40.9510 | US - United States | https://www.functionaldevices.com/downloads/datasheets/PSH40AB10-EXT2.pdf | https://www.functionaldevices.com/downloads/datasheets/PSH40AB10-EXT2.pdf | https://www.functionaldevices.com/downloads/products/PSH40AB10-EXT2.jpg | https://www.functionaldevices.com/downloads/products/PSH40AB10-EXT2.jpg | https://www.functionaldevices.com/downloads/bulletins/B1373_393149.pdf | 1 | CE¦RoHS¦UL Class 2¦UL Listed | 5 years | N |  | Y | N | N | Gray | 40VA | 120 Vac to 24 Vac @ 40VA
PSH40AW | Building Automation | Power Supplies | AC Power Supplies | Single 40 VA Power Supply, 120 Vac to 24 Vac, UL Class 2, Secondary Wires, Metal Enclosure | 4.5 | 5.438 | 4.5 | 4.02 | 8504.40.9510 | US - United States | https://www.functionaldevices.com/downloads/datasheets/PSH40A_SERIES.pdf | https://www.functionaldevices.com/downloads/datasheets/PSH40A_SERIES.pdf | https://www.functionaldevices.com/downloads/products/PSH40AW.jpg | https://www.functionaldevices.com/downloads/products/PSH40AW.jpg | https://www.functionaldevices.com/downloads/bulletins/B1373_393149.pdf | 1 | CE¦OSHPD Seismic Certified¦RoHS¦UL Class 2¦UL Listed¦UL508 | 5 years | N |  | Y | N | N | Gray | 40VA | 120 Vac to 24 Vac @ 40VA
PSH40AWB10 | Building Automation | Power Supplies | AC Power Supplies | Single 40 VA Power Supply, 120 Vac to 24 Vac, UL Class 2, Secondary Wires, 10 Amp Main Breaker, Metal Enclosure | 4.5 | 5.438 | 4.5 | 4.12 | 8504.40.9510 | US - United States | https://www.functionaldevices.com/downloads/datasheets/PSH40A_SERIES.pdf | https://www.functionaldevices.com/downloads/datasheets/PSH40A_SERIES.pdf | https://www.functionaldevices.com/downloads/products/PSH40AWB10.jpg | https://www.functionaldevices.com/downloads/products/PSH40AWB10.jpg | https://www.functionaldevices.com/downloads/bulletins/B1373_393149.pdf | 1 | CE¦OSHPD Seismic Certified¦RoHS¦UL Class 2¦UL Listed¦UL508 | 5 years | N |  | Y | N | N | Gray | 40VA | 120 Vac to 24 Vac @ 40VA
PSH500A | Building Automation | Power Supplies | AC Power Supplies | 500 VA Power Supply, Five 100 VA Class 2 Outputs, 480/277/240/120 Vac to 24 Vac, Metal Enclosure | 12.125 | 12.125 | 6 | 31.24 | 8504.40.9530 | US - United States | https://www.functionaldevices.com/downloads/datasheets/PSH500A.pdf | https://www.functionaldevices.com/downloads/datasheets/PSH500A.pdf | https://www.functionaldevices.com/downloads/products/PSH500A.jpg | https://www.functionaldevices.com/downloads/products/PSH500A.jpg | https://www.functionaldevices.com/downloads/bulletins/B1622_393193.pdf¦https://www.functionaldevices.com/downloads/technical-references/A1833-PSH500A-Applications-and-Safety-Features.pdf | 1 | CE¦OSHPD Seismic Certified¦RoHS¦UL Class 2¦UL Listed | 5 years | N |  | Y | N | N | Gray | 500VA | 120/240/277/480 to 24 Vac @ 100VA
PSH500AB10-LVC | Building Automation | Power Supplies | AC Power Supplies | 500 VA Power Supply, Five 100 VA Class 2 Outputs, 120 Vac to 24 Vac, Hi/Lo Voltage Separate Wiring Compartments, Exterior 120 Vac Receptacle and Circuit Breakers Switches, Metal Enclosure | 12.125 | 12.125 | 6 | 32.3 | 8504.40.9530 | US - United States | https://www.functionaldevices.com/downloads/datasheets/PSH500AB10-LVC.pdf | https://www.functionaldevices.com/downloads/datasheets/PSH500AB10-LVC.pdf | https://www.functionaldevices.com/downloads/products/PSH500AB10-LVC.jpg | https://www.functionaldevices.com/downloads/products/PSH500AB10-LVC.jpg | https://www.functionaldevices.com/downloads/bulletins/B1622_393193.pdf | 1 | CE¦OSHPD Seismic Certified¦RoHS¦UL Class 2¦UL Listed | 5 years | N |  | Y | N | N | Gray | 500VA | 120 Vac to 24 Vac @ 100VA
PSH500A-IC | Building Automation | Power Supplies | AC Power Supplies | 500 VA Power Supply, UL508, Five 100 VA Class 2 Outputs, 480/277/240/120 Vac to 24 Vac, Metal Enclosure | 12.125 | 12.125 | 6 | 31.24 | 8504.40.9530 | US - United States | https://www.functionaldevices.com/downloads/datasheets/PSH500A.pdf | https://www.functionaldevices.com/downloads/datasheets/PSH500A.pdf | https://www.functionaldevices.com/downloads/products/PSH500A.jpg | https://www.functionaldevices.com/downloads/products/PSH500A.jpg | https://www.functionaldevices.com/downloads/bulletins/B1622_393193.pdf¦https://www.functionaldevices.com/downloads/technical-references/A1833-PSH500A-Applications-and-Safety-Features.pdf/A1833-PSH500A-Applications-and-Safety-Features.pdf¦https://www.functionaldevices.com/downloads/bulletins/B1373_393149.pdf | 1 | CE¦OSHPD Seismic Certified¦RoHS¦UL Class 2¦UL Listed¦UL508 | 5 years | N |  | Y | N | N | Gray | 500VA | 120/240/277/480 to 24 Vac @ 100VA
PSH500A-LVC | Building Automation | Power Supplies | AC Power Supplies | 500 VA Power Supply, Five 100 VA Class 2 Outputs, 480/277/240/120 Vac to 24 Vac, Hi/Lo Voltage Separate Wiring Compartments, Metal Enclosure | 12.125 | 12.125 | 6 | 30.16 | 8504.40.9530 | US - United States | https://www.functionaldevices.com/downloads/datasheets/PSH500A-LVC.pdf | https://www.functionaldevices.com/downloads/datasheets/PSH500A-LVC.pdf | https://www.functionaldevices.com/downloads/products/PSH500A-LVC.jpg | https://www.functionaldevices.com/downloads/products/PSH500A-LVC.jpg | https://www.functionaldevices.com/downloads/bulletins/B1622_393193.pdf | 1 | CE¦OSHPD Seismic Certified¦RoHS¦UL Class 2¦UL Listed | 5 years | N |  | Y | N | N | Gray | 500VA | 120/240/277/480 to 24 Vac @ 100VA
PSH600-UPS | Building Automation | Power Control | UPS Interface | 600VA UPS Backup Power Control Center, 12" x 14" x 6" Metal Enclosure | 12 | 14 | 6 | 21.298 | 8504.40.9540 | US - United States | https://www.functionaldevices.com/downloads/datasheets/PSH600-UPS.pdf | https://www.functionaldevices.com/downloads/datasheets/PSH600-UPS.pdf | https://www.functionaldevices.com/downloads/products/PSH600-UPS.jpg | https://www.functionaldevices.com/downloads/products/PSH600-UPS.jpg | https://www.functionaldevices.com/downloads/bulletins/B1419_393165.pdf | 1 | CE¦RoHS | 5 years | N |  | Y | N | N | Gray | 600VA | 120 Vac @ 600VA
PSH600-UPS-BC | Building Automation | Power Control | UPS Interface | 600 VA UPS Backup Power Control Center, BACnet MS/TP Network, 12" x 14" x 6" Metal Enclosure | 12 | 16 | 6 | 20.68 | 8504.40.9540 | US - United States | https://www.functionaldevices.com/downloads/datasheets/PSH600-UPS-BC.pdf | https://www.functionaldevices.com/downloads/datasheets/PSH600-UPS-BC.pdf | https://www.functionaldevices.com/downloads/products/PSH600-UPS-BC.jpg | https://www.functionaldevices.com/downloads/products/PSH600-UPS-BC.jpg | https://www.functionaldevices.com/downloads/bulletins/B2028_393243.pdf¦https://www.functionaldevices.com/downloads/bulletins/B2205_393258.pdf | 1 | BTL Certified¦CE¦RoHS | 5 years | N |  | Y | N | N | Gray | 600VA | 120 Vac @ 600VA
PSH600-UPS-STAT | Building Automation | Power Control | UPS Interface | 600VA UPS Backup Power Control Center, Status Contacts, 12" x 14" x 6" Metal Enclosure | 12 | 16 | 6 | 23.36 | 8536.90.8085 | US - United States | https://www.functionaldevices.com/downloads/datasheets/PSH600-UPS-STAT.pdf | https://www.functionaldevices.com/downloads/datasheets/PSH600-UPS-STAT.pdf | https://www.functionaldevices.com/downloads/products/PSH600-UPS-STAT.jpg | https://www.functionaldevices.com/downloads/products/PSH600-UPS-STAT.jpg | https://www.functionaldevices.com/downloads/bulletins/B1417_393164.pdf | 1 | CE¦RoHS | 5 years | N |  | Y | N | N | Gray | 600VA | 120 Vac @ 600VA
PSH75A | Building Automation | Power Supplies | AC Power Supplies | Single 75 VA Power Supply Multi-tap 480/277/240/208/120 to 24 Vac, UL Class 2, Metal Enclosure | 4.5 | 5.438 | 4.5 | 5.198 | 8504.40.9520 | US - United States | https://www.functionaldevices.com/downloads/datasheets/PSH75A_SERIES.pdf | https://www.functionaldevices.com/downloads/datasheets/PSH75A_SERIES.pdf | https://www.functionaldevices.com/downloads/products/PSH75A.jpg | https://www.functionaldevices.com/downloads/products/PSH75A.jpg |  | 1 | CE¦OSHPD Seismic Certified¦RoHS¦UL Class 2¦UL Listed | 5 years | N |  | Y | N | N | Gray | 75VA | 120/208/240/277/480Vac to 24 Vac @75VA
PSH75A75A | Building Automation | Power Supplies | AC Power Supplies | Dual 75 VA, Multi-tap 480/277/240/208/120 to 24 Vac, UL Class 2, Metal Enclosure | 4.5 | 8.625 | 4.5 | 8.98 | 8504.40.9520 | US - United States | https://www.functionaldevices.com/downloads/datasheets/PSH75A75A_SERIES.pdf | https://www.functionaldevices.com/downloads/datasheets/PSH75A75A_SERIES.pdf | https://www.functionaldevices.com/downloads/products/PSH75A75A.jpg | https://www.functionaldevices.com/downloads/products/PSH75A75A.jpg |  | 1 | CE¦OSHPD Seismic Certified¦RoHS¦UL Class 2¦UL Listed | 5 years | N |  | Y | N | N | Gray | 75VA/75VA | 120/208/240/277/480Vac to 24 Vac @ 75VA
PSH75A75AB10 | Building Automation | Power Supplies | AC Power Supplies | Dual 75 VA, 120 to 24 Vac, UL Class 2, 10 Amp Main Breaker, Metal Enclosure | 4.5 | 8.625 | 4.5 | 8.98 | 8504.40.9520 | US - United States | https://www.functionaldevices.com/downloads/datasheets/PSH75A75A_SERIES.pdf | https://www.functionaldevices.com/downloads/datasheets/PSH75A75A_SERIES.pdf | https://www.functionaldevices.com/downloads/products/PSH75A75AB10.jpg | https://www.functionaldevices.com/downloads/products/PSH75A75AB10.jpg |  | 1 | CE¦OSHPD Seismic Certified¦RoHS¦UL Class 2¦UL Listed | 5 years | N |  | Y | N | N | Gray | 75VA/75VA | 120/208/240/277/480Vac to 24 Vac @ 75VA
PSH75A75AW | Building Automation | Power Supplies | AC Power Supplies | Dual 75 VA, Multi-tap 480/277/240/208/120 to 24 Vac, UL Class 2, Secondary Wires, Metal Enclosure | 4.5 | 8.625 | 4.5 | 9.24 | 8504.40.9520 | US - United States | https://www.functionaldevices.com/downloads/datasheets/PSH75A75A_SERIES.pdf | https://www.functionaldevices.com/downloads/datasheets/PSH75A75A_SERIES.pdf | https://www.functionaldevices.com/downloads/products/PSH75A75AW.jpg | https://www.functionaldevices.com/downloads/products/PSH75A75AW.jpg |  | 1 | CE¦OSHPD Seismic Certified¦RoHS¦UL Class 2¦UL Listed | 5 years | N |  | Y | N | N | Gray | 75VA/75VA | 120/208/240/277/480Vac to 24 Vac @ 75VA
PSH75A75AWB10 | Building Automation | Power Supplies | AC Power Supplies | Dual 75 VA, 120 to 24 Vac, UL Class 2, Secondary Wires, 10 Amp Main Breaker, Metal Enclosure | 4.5 | 8.625 | 4.5 | 9.001 | 8504.40.9520 | US - United States | https://www.functionaldevices.com/downloads/datasheets/PSH75A75A_SERIES.pdf | https://www.functionaldevices.com/downloads/datasheets/PSH75A75A_SERIES.pdf | https://www.functionaldevices.com/downloads/products/PSH75A75AWB10.jpg | https://www.functionaldevices.com/downloads/products/PSH75A75AWB10.jpg |  | 1 | CE¦OSHPD Seismic Certified¦RoHS¦UL Class 2¦UL Listed | 5 years | N |  | Y | N | N | Gray | 75VA/75VA | 120/208/240/277/480Vac to 24 Vac @ 75VA
PSH75AB10 | Building Automation | Power Supplies | AC Power Supplies | Single 75 VA Power Supply, 120 to 24 Vac, UL Class 2, 10 Amp Main Breaker, Metal Enclosure | 4.5 | 5.438 | 4.5 | 5.22 | 8504.40.9520 | US - United States | https://www.functionaldevices.com/downloads/datasheets/PSH75A_SERIES.pdf | https://www.functionaldevices.com/downloads/datasheets/PSH75A_SERIES.pdf | https://www.functionaldevices.com/downloads/products/PSH75AB10.jpg | https://www.functionaldevices.com/downloads/products/PSH75AB10.jpg |  | 1 | CE¦OSHPD Seismic Certified¦RoHS¦UL Class 2¦UL Listed | 5 years | N |  | Y | N | N | Gray | 75VA | 120/208/240/277/480Vac to 24 Vac @ 75VA
PSH75AW | Building Automation | Power Supplies | AC Power Supplies | Single 75 VA Power Supply, Multi-tap 480/277/240/208/120 to 24 Vac, UL Class 2, Secondary Wires, Metal Enclosure | 4.5 | 5.438 | 4.5 | 5.27 | 8504.40.9520 | US - United States | https://www.functionaldevices.com/downloads/datasheets/PSH75A_SERIES.pdf | https://www.functionaldevices.com/downloads/datasheets/PSH75A_SERIES.pdf | https://www.functionaldevices.com/downloads/products/PSH75AW.jpg | https://www.functionaldevices.com/downloads/products/PSH75AW.jpg |  | 1 | CE¦OSHPD Seismic Certified¦RoHS¦UL Class 2¦UL Listed | 5 years | N |  | Y | N | N | Gray | 75VA | 120/208/240/277/480Vac to 24 Vac @ 75VA
PSH75AWB10 | Building Automation | Power Supplies | AC Power Supplies | Single 75 VA Power Supply, 120 to 24 Vac, UL Class 2, Secondary Wires, 10 Amp Main Breaker, Metal Enclosure | 4.5 | 5.438 | 4.5 | 5.26 | 8504.40.9520 | US - United States | https://www.functionaldevices.com/downloads/datasheets/PSH75A_SERIES.pdf | https://www.functionaldevices.com/downloads/datasheets/PSH75A_SERIES.pdf | https://www.functionaldevices.com/downloads/products/PSH75AWB10.jpg | https://www.functionaldevices.com/downloads/products/PSH75AWB10.jpg |  | 1 | CE¦OSHPD Seismic Certified¦RoHS¦UL Class 2¦UL Listed | 5 years | N |  | Y | N | N | Gray | 75VA | 120/208/240/277/480Vac to 24 Vac @ 75VA
PSH850-UPS-STAT | Building Automation | Power Control | UPS Interface | 850VA UPS Backup Power Control Center, Status Contacts, 14" x 16" x 6" Metal Enclosure | 14 | 16 | 12 | 29 | 8536.90.8085 | US - United States | https://www.functionaldevices.com/downloads/datasheets/PSH850-UPS-STAT.pdf | https://www.functionaldevices.com/downloads/datasheets/PSH850-UPS-STAT.pdf | https://www.functionaldevices.com/downloads/products/PSH850-UPS-STAT.jpg | https://www.functionaldevices.com/downloads/products/PSH850-UPS-STAT.jpg | https://www.functionaldevices.com/downloads/bulletins/B1417_393164.pdf | 1 | CE¦RoHS | 5 years | N |  | Y | N | N | Gray | 850VA | 120 Vac @ 850VA
PSM19A24DAS | Building Automation | Power Supplies | DC Power Supplies | DC Power Supply, Isolated Linear, 120 Vac to 1.5-28 Vdc, 300mA Adjustable Output, Track Mount | 1.625 | 2.75 | 4 | 1.162 | 8504.40.9510 | US - United States | https://www.functionaldevices.com/downloads/datasheets/PSM19A24DAS.pdf | https://www.functionaldevices.com/downloads/datasheets/PSM19A24DAS.pdf | https://www.functionaldevices.com/downloads/products/PSM19A24DAS.jpg | https://www.functionaldevices.com/downloads/products/PSM19A24DAS.jpg |  | 1 | CE¦RoHS¦UL Class 2¦UL Listed | 5 years | N |  | Y | N | N | Green | 300mA | 120 Vac to 1.5-28Vdc ; Isolated |  |  |  | -30 to 140 F
PSM20A12DAS | Building Automation | Power Supplies | DC Power Supplies | DC Power Supply, Isolated Linear, 24 Vac to 1.5Vdc-14Vdc, 300mA Adjustable Output, Track Mount | 1.625 | 2.75 | 4 | 1.142 | 8504.40.9510 | US - United States | https://www.functionaldevices.com/downloads/datasheets/PSM20A12DAS.pdf | https://www.functionaldevices.com/downloads/datasheets/PSM20A12DAS.pdf | https://www.functionaldevices.com/downloads/products/PSM20A12DAS.jpg | https://www.functionaldevices.com/downloads/products/PSM20A12DAS.jpg |  | 1 | CE¦RoHS¦UL Class 2¦UL Listed | 5 years | N |  | Y | N | N | Green | 300mA | 24 Vac to 1.5-12Vdc ; Isolated |  |  |  | -30 to 140 F
PSM24A24DAS | Building Automation | Power Supplies | DC Power Supplies | DC Power Supply, Isolated Linear, 24 Vac to 1.5-28 Vdc, 300mA Adjustable Output, Track Mount | 1.625 | 2.75 | 4 | 1.142 | 8504.40.9510 | US - United States | https://www.functionaldevices.com/downloads/datasheets/PSM24A24DAS.pdf | https://www.functionaldevices.com/downloads/datasheets/PSM24A24DAS.pdf | https://www.functionaldevices.com/downloads/products/PSM24A24DAS.jpg | https://www.functionaldevices.com/downloads/products/PSM24A24DAS.jpg |  | 1 | CE¦RoHS¦UL Class 2¦UL Listed | 5 years | N |  | Y | N | N | Green | 300mA | 24 Vac to 1.5-28Vdc ; Isolated |  |  |  | -30 to 140 F
PSM2RB10 | Building Automation | Power Control | UPS Interface | UPS Power Control Center, 10 Amp Switch / Circuit Breaker, 120 Vac, 2 Outlets, Terminals, 4.00" Track Mount | 4 | 3.25 | 1.75 | 1.14 | 8536.20.0040 | US - United States | https://www.functionaldevices.com/downloads/datasheets/PSM2RB10.pdf | https://www.functionaldevices.com/downloads/datasheets/PSM2RB10.pdf | https://www.functionaldevices.com/downloads/products/PSM2RB10.jpg | https://www.functionaldevices.com/downloads/products/PSM2RB10.jpg | https://www.functionaldevices.com/downloads/bulletins/B1419_393165.pdf | 1 | CE¦RoHS¦UL Listed | 5 years | N |  | Y | N | N | Green | 10 Amp Switch | 120 Vac |  |  |  | -30 to 140 F
PSMN01SB10 | Building Automation | Power Control | Circuit Breakers | Switch, 2 Position Maintained, On/Off, 10 Amp Circuit Breaker, 120 Vac, 2.75" Track Mount | 2.75 | 1.35 | 2.061 | 0.18 | 8536.20.0040 | US - United States | https://www.functionaldevices.com/downloads/datasheets/PSMN01S_SERIES.pdf | https://www.functionaldevices.com/downloads/datasheets/PSMN01S_SERIES.pdf | https://www.functionaldevices.com/downloads/products/PSMN01SB10.jpg | https://www.functionaldevices.com/downloads/products/PSMN01SB10.jpg |  | 1 | CE¦RoHS¦UL Listed | 5 years | N |  | Y | N | N | Green | 10 Amp Switch | 120 Vac |  |  |  | -30 to 140 F
PSMN01SB4 | Building Automation | Power Control | Circuit Breakers | Switch, 2 Position Maintained, On/Off, 4 Amp Circuit Breaker, 120 Vac, 2.75" Track Mount | 2.75 | 1.35 | 2.061 | 0.18 | 8536.50.9065 | US - United States | https://www.functionaldevices.com/downloads/datasheets/PSMN01S_SERIES.pdf | https://www.functionaldevices.com/downloads/datasheets/PSMN01S_SERIES.pdf | https://www.functionaldevices.com/downloads/products/PSMN01SB4.jpg | https://www.functionaldevices.com/downloads/products/PSMN01SB4.jpg |  | 1 | CE¦RoHS¦UL Listed | 5 years | N |  | Y | N | N | Green | 4 Amp Switch | 120 Vac |  |  |  | -30 to 140 F
PSMN200A | Building Automation | Power Supplies | AC Power Supplies | 200 VA Power Supply, Five 40 VA Class 2 Outputs, 480/347/277/240/120 Vac to 24 Vac, Polymetal Subpanel Pre-Mounted | 11.33 | 11.4 | 4.5 | 8 | 8504.40.9530 | US - United States | https://www.functionaldevices.com/downloads/datasheets/PSMN200A.pdf | https://www.functionaldevices.com/downloads/datasheets/PSMN200A.pdf | https://www.functionaldevices.com/downloads/products/PSMN200A.jpg | https://www.functionaldevices.com/downloads/products/PSMN200A.jpg |  | 1 | CE¦RoHS¦UL Class 2¦UL Listed | 5 years | N |  | Y | N | N | Gray | 200VA | 120/240/277/347/480 to 24 Vac @ 40VA
PSMN24DA | Building Automation | Power Supplies | DC Power Supplies | DC Power Supply, Non-Isolated Linear, 24 Vac to 1.5-28 Vdc, 300mA Adjustable Output, Switch, 2.75" Track Mount | 1.5 | 2.75 | 1.75 | 0.176 | 8504.40.9510 | US - United States | https://www.functionaldevices.com/downloads/datasheets/PSMN24DA.pdf | https://www.functionaldevices.com/downloads/datasheets/PSMN24DA.pdf | https://www.functionaldevices.com/downloads/products/PSMN24DA.jpg | https://www.functionaldevices.com/downloads/products/PSMN24DA.jpg |  | 1 | CE¦RoHS¦UL Class 2¦UL Listed | 5 years | N |  | Y | N | N | Green | 300mA | 24 Vac to 1.5-28 Vdc |  |  |  | -30 to 140 F
PSMN24DAS | Building Automation | Power Supplies | DC Power Supplies | DC Power Supply, Non-Isolated Linear, 24 Vac to 1.5-28 Vdc, 300mA Adjustable Output, Switch, 2.75" Track Mount | 1.5 | 2.75 | 1.75 | 0.186 | 8504.40.9510 | US - United States | https://www.functionaldevices.com/downloads/datasheets/PSMN24DAS.pdf | https://www.functionaldevices.com/downloads/datasheets/PSMN24DAS.pdf | https://www.functionaldevices.com/downloads/products/PSMN24DAS.jpg | https://www.functionaldevices.com/downloads/products/PSMN24DAS.jpg |  | 1 | CE¦RoHS¦UL Class 2¦UL Listed | 5 years | N |  | Y | N | N | Green | 300mA | 24 Vac to 1.5-28 Vdc |  |  |  | -30 to 140 F
PSMN24SB10 | Building Automation | Power Control | Circuit Breakers | Switch, 2 Position Maintained, On/Off, 10 Amp Circuit Breaker, 24 Vac, 2.75" Track Mount | 2.75 | 1.35 | 2.061 | 0.162 | 8536.20.0040 | US - United States | https://www.functionaldevices.com/downloads/datasheets/PSMN24S_SERIES.pdf | https://www.functionaldevices.com/downloads/datasheets/PSMN24S_SERIES.pdf | https://www.functionaldevices.com/downloads/products/PSMN24SB10.jpg | https://www.functionaldevices.com/downloads/products/PSMN24SB10.jpg |  | 1 | CE¦RoHS¦UL Listed | 5 years | N |  | Y | N | N | Green | 10 Amp Switch | 24Vac |  |  |  | -30 to 140 F
PSMN24SB4 | Building Automation | Power Control | Circuit Breakers | Switch, 2 Position Maintained, On/Off, 4 Amp Circuit Breaker, 24 Vac, 2.75" Track Mount | 2.75 | 1.35 | 2.061 | 0.168 | 8536.50.9065 | US - United States | https://www.functionaldevices.com/downloads/datasheets/PSMN24S_SERIES.pdf | https://www.functionaldevices.com/downloads/datasheets/PSMN24S_SERIES.pdf | https://www.functionaldevices.com/downloads/products/PSMN24SB4.jpg | https://www.functionaldevices.com/downloads/products/PSMN24SB4.jpg |  | 1 | CE¦RoHS¦UL Listed | 5 years | N |  | Y | N | N | Green | 4 Amp Switch | 24Vac |  |  |  | -30 to 140 F
PSMN2C2RB10 | Building Automation | Power Control | UPS Interface | UPS Power Control Center, 10 Amp Switch / Circuit Breaker, 120 Vac, 2 Outlets, Terminals, Status Contacts, 2.75" Track Mount | 2.75 | 6.655 | 1.75 | 1.14 | 8536.20.0040 | US - United States | https://www.functionaldevices.com/downloads/datasheets/PSMN2C2RB10.pdf | https://www.functionaldevices.com/downloads/datasheets/PSMN2C2RB10.pdf | https://www.functionaldevices.com/downloads/products/PSMN2C2RB10.jpg | https://www.functionaldevices.com/downloads/products/PSMN2C2RB10.jpg | https://www.functionaldevices.com/downloads/bulletins/B1417_393164.pdf | 1 | CE¦RoHS¦UL Listed | 5 years | N |  | Y | N | N | Green | 10 Amp Switch | 120 Vac |  |  |  | -30 to 140 F
PSMN2RB10 | Building Automation | Power Control | UPS Interface | UPS Power Control Center, 10 Amp Switch / Circuit Breaker, 120 Vac, 2 Outlets, Terminals, 2.75" Track Mount | 4.75 | 2.75 | 1.75 | 0.84 | 8536.20.0040 | US - United States | https://www.functionaldevices.com/downloads/datasheets/PSMN2RB10.pdf | https://www.functionaldevices.com/downloads/datasheets/PSMN2RB10.pdf | https://www.functionaldevices.com/downloads/products/PSMN2RB10.jpg | https://www.functionaldevices.com/downloads/products/PSMN2RB10.jpg |  | 1 | CE¦RoHS¦UL Listed |  | N |  | Y | N | N | Green |  | 120 Vac |  |  |  | -30 to 140 F
PSMN300A | Building Automation | Power Supplies | AC Power Supplies | 300 VA Power Supply, Three 100 VA Class 2 Outputs, 480/277/240/120 Vac to 24 Vac, Polymetal Subpanel Pre-Mounted | 11.33 | 11.4 | 4.5 | 11.476 | 8504.40.9530 | US - United States | https://www.functionaldevices.com/downloads/datasheets/PSMN300A.pdf | https://www.functionaldevices.com/downloads/datasheets/PSMN300A.pdf | https://www.functionaldevices.com/downloads/products/PSMN300A.jpg | https://www.functionaldevices.com/downloads/products/PSMN300A.jpg |  | 1 | CE¦RoHS¦UL Class 2¦UL Listed | 5 years | N |  | Y | N | N | Gray | 300VA | 120/240/277/480 to 24 Vac @ 100VA
PSMN300A-IC | Building Automation | Power Supplies | AC Power Supplies | 300 VA Power Supply, UL508, Three 100 VA Class 2 Outputs, 480/277/240/120 Vac to 24 Vac, Polymetal Subpanel Pre-Mounted | 11.33 | 11.4 | 4.5 | 11.476 | 8504.40.9530 | US - United States | https://www.functionaldevices.com/downloads/datasheets/PSMN300A.pdf | https://www.functionaldevices.com/downloads/datasheets/PSMN300A.pdf | https://www.functionaldevices.com/downloads/products/PSMN300A.jpg | https://www.functionaldevices.com/downloads/products/PSMN300A.jpg |  | 1 | CE¦RoHS¦UL Class 2¦UL Listed¦UL508 | 5 years | N |  | Y | N | N | Gray | 300VA | 120/240/277/480 to 24 Vac @ 100VA
PSMN40A | Building Automation | Power Supplies | AC Power Supplies | 40 VA Power Supply, 120 Vac to 24 Vac, 2.75" Track Mount | 2 | 2.75 | 3.25 | 1.636 | 8504.40.9510 | US - United States | https://www.functionaldevices.com/downloads/datasheets/PSMN40A.pdf | https://www.functionaldevices.com/downloads/datasheets/PSMN40A.pdf | https://www.functionaldevices.com/downloads/products/PSMN40A.jpg | https://www.functionaldevices.com/downloads/products/PSMN40A.jpg |  | 1 | CE¦RoHS¦UL Class 2¦UL Listed | 5 years | N |  | Y | N | N | Green | 40VA | 120 Vac to 24 Vac @ 40VA |  |  |  | -30 to 140 F
PSMN40A24DS | Building Automation | Power Supplies | DC Power Supplies | DC Power Supply, Isolated Linear, 120 Vac to 24 Vdc, 1 Amp Output, 2.75" Track Mount | 2 | 2.75 | 5 | 1.837 | 8504.40.9510 | US - United States | https://www.functionaldevices.com/downloads/datasheets/PSMN40A24DS.pdf | https://www.functionaldevices.com/downloads/datasheets/PSMN40A24DS.pdf | https://www.functionaldevices.com/downloads/products/PSMN40A24DS.jpg | https://www.functionaldevices.com/downloads/products/PSMN40A24DS.jpg |  | 1 | CE¦RoHS¦UL Class 2¦UL Listed | 5 years | N |  | Y | N | N | Green | 1 Amp | 120 Vac to 24 Vac |  |  |  | -30 to 140 F
PSMN40AS | Building Automation | Power Supplies | AC Power Supplies | 40 VA Power Supply, 120 Vac to 24 Vac, Switch, 2.75" Track Mount | 2 | 2.75 | 3.25 | 1.626 | 8504.40.9510 | US - United States | https://www.functionaldevices.com/downloads/datasheets/PSMN40AS.pdf | https://www.functionaldevices.com/downloads/datasheets/PSMN40AS.pdf | https://www.functionaldevices.com/downloads/products/PSMN40AS.jpg | https://www.functionaldevices.com/downloads/products/PSMN40AS.jpg |  | 1 | CE¦RoHS¦UL Class 2¦UL Listed | 5 years | N |  | Y | N | N | Green | 40VA | 120 Vac to 24 Vac @ 40VA |  |  |  | -30 to 140 F
PSMN500A | Building Automation | Power Supplies | AC Power Supplies | 500 VA Power Supply, Five 100 VA Class 2 Outputs, 480/277/240/120 Vac to 24 Vac, Polymetal Subpanel Pre-Mounted | 11.33 | 11.4 | 5 | 22.96 | 8504.40.9530 | US - United States | https://www.functionaldevices.com/downloads/datasheets/PSMN500A.pdf | https://www.functionaldevices.com/downloads/datasheets/PSMN500A.pdf | https://www.functionaldevices.com/downloads/products/PSMN500A.jpg | https://www.functionaldevices.com/downloads/products/PSMN500A.jpg |  | 1 | CE¦RoHS¦UL Class 2¦UL Listed | 5 years | N |  | Y | N | N | Gray | 500VA | 120/240/277/480 to 24 Vac @ 100VA
PSMS1 | Building Automation | Power Control | Prepackaged Switches | Switch, 3 Position Maintained, 5 Amp, 30 Vac/dc, 4.00" Track Mount | 1.275 | 4 | 1.75 | 0.12 | 8536.50.9065 | US - United States | https://www.functionaldevices.com/downloads/datasheets/PSMS1.pdf | https://www.functionaldevices.com/downloads/datasheets/PSMS1.pdf | https://www.functionaldevices.com/downloads/products/PSMS1.jpg | https://www.functionaldevices.com/downloads/products/PSMS1.jpg |  | 1 | CE¦RoHS¦UL Listed | 5 years | N |  | Y | N | N | Green | 5 Amp | 30 Vac/dc |  |  |  | -30 to 140 F
PSP24DA | Building Automation | Power Supplies | DC Power Supplies | DC Power Supply, Non-Isolated Linear, 24 Vac to 1.5-28 Vdc, Adjustable Output, NEMA 1 Housing | 2.3 | 3.2 | 1.8 | 0.363 | 8504.40.9510 | US - United States | https://www.functionaldevices.com/downloads/datasheets/PSP24DA.pdf | https://www.functionaldevices.com/downloads/datasheets/PSP24DA.pdf | https://www.functionaldevices.com/downloads/products/PSP24DA.jpg | https://www.functionaldevices.com/downloads/products/PSP24DA.jpg |  | 1 | CE¦RoHS¦UL Class 2¦UL Listed | 5 years | N |  | Y | N | N | Gray | 300mA | 24 Vac to 1.5-28 Vdc |  |  |  | -30 to 140 F |  | 16in | 600V
PSPT2RB10 | Building Automation | Power Control | Control Centers | Power Control Center, 10 Amp Switch / Circuit Breaker, 120 Vac, 2 Outlets, Terminals, NEMA 1 Housing | 4 | 4 | 1.8 | 0.598 | 8536.90.8085 | US - United States | https://www.functionaldevices.com/downloads/datasheets/PSPT2RB10.pdf | https://www.functionaldevices.com/downloads/datasheets/PSPT2RB10.pdf | https://www.functionaldevices.com/downloads/products/PSPT2RB10.jpg | https://www.functionaldevices.com/downloads/products/PSPT2RB10.jpg |  | 1 | CE¦RoHS¦UL Listed | 5 years | N |  | Y | N | N | Gray | 10 Amp Switch | 120 Vac |  |  |  | -30 to 140 F
PSPT2RB4 | Building Automation | Power Control | Control Centers | Power Control Center, 4 Amp Switch / Circuit Breaker, 120 Vac, 2 Outlets, Terminals, NEMA 1 Housing | 4 | 4 | 1.8 | 0.588 | 8536.90.8085 | US - United States | https://www.functionaldevices.com/downloads/datasheets/PSPT2RB4.pdf | https://www.functionaldevices.com/downloads/datasheets/PSPT2RB4.pdf | https://www.functionaldevices.com/downloads/products/PSPT2RB4.jpg | https://www.functionaldevices.com/downloads/products/PSPT2RB4.jpg |  | 1 | CE¦RoHS¦UL Listed | 5 years | N |  | Y | N | N | Gray | 4 Amp Switch | 120 Vac |  |  |  | -30 to 140 F
PSPW2RB10 | Building Automation | Power Control | Control Centers | Power Control Center, 10 Amp Switch / Circuit Breaker, 120 Vac, 2 Outlets, Wires, NEMA 1 Housing | 4 | 4 | 1.8 | 0.65 | 8536.90.8085 | US - United States | https://www.functionaldevices.com/downloads/datasheets/PSPW2RB10.pdf | https://www.functionaldevices.com/downloads/datasheets/PSPW2RB10.pdf | https://www.functionaldevices.com/downloads/products/PSPW2RB10.jpg | https://www.functionaldevices.com/downloads/products/PSPW2RB10.jpg |  | 1 | CE¦RoHS¦UL Listed | 5 years | N |  | Y | N | N | Gray | 10 Amp Switch | 120 Vac |  |  |  | -30 to 140 F |  | 16in | 600V
PSPW2RB4 | Building Automation | Power Control | Control Centers | Power Control Center, 4 Amp Switch / Circuit Breaker, 120 Vac, 2 Outlets, Wires, NEMA 1 Housing | 4 | 4 | 1.8 | 0.641 | 8536.90.8085 | US - United States | https://www.functionaldevices.com/downloads/datasheets/PSPW2RB4.pdf | https://www.functionaldevices.com/downloads/datasheets/PSPW2RB4.pdf | https://www.functionaldevices.com/downloads/products/PSPW2RB4.jpg | https://www.functionaldevices.com/downloads/products/PSPW2RB4.jpg |  | 1 | CE¦RoHS¦UL Listed | 5 years | N |  | Y | N | N | Gray | 4 Amp Switch | 120 Vac |  |  |  | -30 to 140 F |  | 16in | 600V
PULS-ML15-241 | Building Automation | Power Supplies | DC Power Supplies | DIN Rail Mount DC Power Supply, Single Switching, 100-240Vac to 24Vdc, 0.6 Amp, Screw Terminals | 3.58 | 0.89 | 2.95 | 0.29 | 8504.40.8200 | CN - China | https://www.functionaldevices.com/downloads/datasheets/PULS-ML15-241.pdf | https://www.functionaldevices.com/downloads/datasheets/PULS-ML15-241.pdf | https://www.functionaldevices.com/downloads/products/PULS-ML15-241.jpg | https://www.functionaldevices.com/downloads/products/PULS-ML15-241.jpg |  | 1 | CE¦UL Listed | 5 years | N |  |  |  | N | Black | .6 Amp | 100-240 Vac to 24 Vdc |  |  |  | -10 to 70 C | 5 to 95% Relative Humidity
PULS-PIC120-241D | Building Automation | Power Supplies | DC Power Supplies | DIN Rail Mount DC Power Supply, Single Switching, 100-240Vac to 24Vdc, 5.0 Amp, Screw Terminals, Relay Contact | 4.88 | 1.54 | 4.88 | 0.81 | 8504.40.8200 | CN - China | https://www.functionaldevices.com/downloads/datasheets/PULS-PIC120-241D.pdf | https://www.functionaldevices.com/downloads/datasheets/PULS-PIC120-241D.pdf | https://www.functionaldevices.com/downloads/products/PULS-PIC120-241D.jpg | https://www.functionaldevices.com/downloads/products/PULS-PIC120-241D.jpg |  | 1 | CE¦UL Listed | 5 years | N |  |  |  | N | Black | 5 Amp | 100-240 Vac to 24 Vdc | 1 | SPST-N/O |  | -25 to 70 C | 5 to 95% Relative Humidity
PULS-PIC240-241D | Building Automation | Power Supplies | DC Power Supplies | DIN Rail Mount DC Power Supply, Single Switching, 100-240Vac to 24Vdc, 10 Amp, Screw Terminals, Relay Contact, Class 2 | 4.88 | 1.93 | 4.88 | 1.2 | 8504.40.8200 | CN - China | https://www.functionaldevices.com/downloads/datasheets/PULS-PIC240-241D.pdf | https://www.functionaldevices.com/downloads/datasheets/PULS-PIC240-241D.pdf | https://www.functionaldevices.com/downloads/products/PULS-PIC240-241D.jpg | https://www.functionaldevices.com/downloads/products/PULS-PIC240-241D.jpg |  | 1 | CE¦UL Listed | 5 years | N |  |  |  | N | Black | 10 Amp | 100-240 Vac to 24 Vdc | 1 | SPST-N/O |  | -25 to 70 C | 5 to 95% Relative Humidity
PULS-PIM36-241 | Building Automation | Power Supplies | DC Power Supplies | DIN Rail Mount DC Power Supply, Single Switching, 100-240Vac to 24Vdc, 1.5 Amp | 3.58 | 0.89 | 3.54 | 0.31 | 8504.40.8200 | CZ - Czech Republic | https://www.functionaldevices.com/downloads/datasheets/PULS-PIM36-241.pdf | https://www.functionaldevices.com/downloads/datasheets/PULS-PIM36-241.pdf | https://www.functionaldevices.com/downloads/products/PULS-PIM36-241.jpg | https://www.functionaldevices.com/downloads/products/PULS-PIM36-241.jpg |  | 1 | CE¦UL Listed | 5 years | N |  |  |  | N | Black | 1.5 Amp | 100-240 Vac to 24 Vdc |  |  |  | -10 to 70 C | 10 to 90% Relative Humidity
PULS-PIM60-241 | Building Automation | Power Supplies | DC Power Supplies | DIN Rail Mount DC Power Supply, Single Switching, 100-240Vac to 24Vdc, 2.5 Amp | 3.58 | 1.42 | 3.54 | 0.49 | 8504.40.8200 | CN - China | https://www.functionaldevices.com/downloads/datasheets/PULS-PIM60-241.pdf | https://www.functionaldevices.com/downloads/datasheets/PULS-PIM60-241.pdf | https://www.functionaldevices.com/downloads/products/PULS-PIM60-241.jpg | https://www.functionaldevices.com/downloads/products/PULS-PIM60-241.jpg |  | 1 | CE¦UL Listed | 5 years | N |  |  |  | N | Black | 2.5 Amp | 100-240 Vac to 24 Vdc |  |  |  | -10 to 70 C | 5 to 95% Relative Humidity
PULS-PIM60-245 | Building Automation | Power Supplies | DC Power Supplies | DIN Rail Mount DC Power Supply, Single Switching, 100-240Vac to 24Vdc, 2.5 Amp, Screw Terminals | 3.58 | 1.42 | 3.54 | 0.49 | 8504.40.8200 | CN - China | https://www.functionaldevices.com/downloads/datasheets/PULS-PIM60-245.pdf | https://www.functionaldevices.com/downloads/datasheets/PULS-PIM60-245.pdf | https://www.functionaldevices.com/downloads/products/PULS-PIM60-245.jpg | https://www.functionaldevices.com/downloads/products/PULS-PIM60-245.jpg |  | 1 | CE¦UL Listed | 5 years | N |  |  |  | N | Black | 2.5 Amp | 100-240 Vac to 24 Vdc |  |  |  | -10 to 70 C | 5 to 95% Relative Humidity
PULS-PIM90-241 | Building Automation | Power Supplies | DC Power Supplies | DIN Rail Mount DC Power Supply, Single Switching, 100-240Vac to 24Vdc, 3.8 Amp | 3.58 | 1.42 | 3.54 | 0.6 | 8504.40.8200 | CZ - Czech Republic | https://www.functionaldevices.com/downloads/datasheets/PULS-PIM90-241.pdf | https://www.functionaldevices.com/downloads/datasheets/PULS-PIM90-241.pdf | https://www.functionaldevices.com/downloads/products/PULS-PIM90-241.jpg | https://www.functionaldevices.com/downloads/products/PULS-PIM90-241.jpg |  | 1 | CE¦UL Listed | 5 years | N |  |  |  | N | Black | 3.8 Amp | 100-240 Vac to 24 Vdc |  |  |  | -10 to 70 C | 10 to 90% Relative Humidity
PULS-PIM90-245 | Building Automation | Power Supplies | DC Power Supplies | DIN Rail Mount DC Power Supply, Single Switching, 100-240Vac to 24Vdc, 3.8 Amp, Screw Terminals | 3.58 | 1.42 | 3.54 | 0.6 | 8504.40.8200 | CZ - Czech Republic | https://www.functionaldevices.com/downloads/datasheets/PULS-PIM90-245.pdf | https://www.functionaldevices.com/downloads/datasheets/PULS-PIM90-245.pdf | https://www.functionaldevices.com/downloads/products/PULS-PIM90-245.jpg | https://www.functionaldevices.com/downloads/products/PULS-PIM90-245.jpg |  | 1 | CE¦UL Listed | 5 years | N |  |  |  | N | Black | 3.8 Amp | 100-240 Vac to 24 Vdc |  |  |  | -10 to 70 C | 10 to 90% Relative Humidity
PULS-PIM90-245-L1 | Building Automation | Power Supplies | DC Power Supplies | DIN Rail Mount DC Power Supply, Single Switching, 100-240Vac to 24Vdc, 3.8 Amp, Screw Terminals | 3.58 | 1.42 | 3.54 | 0.6 | 8504.40.8200 | CZ - Czech Republic | https://www.functionaldevices.com/downloads/datasheets/PULS-PIM90-245-L1.pdf | https://www.functionaldevices.com/downloads/datasheets/PULS-PIM90-245-L1.pdf | https://www.functionaldevices.com/downloads/products/PULS-PIM90-245-L1.jpg | https://www.functionaldevices.com/downloads/products/PULS-PIM90-245-L1.jpg |  | 1 | CE¦UL Class 2¦UL Listed | 5 years | N |  |  |  | N | Black | 3.8 Amp | 100-240 Vac to 24 Vdc |  |  |  | -10 to 70 C | 5 to 95% Relative Humidity
RIB013P | Building Automation | Relays | Power | Power Relay, 20 Amp, 3PST-N/O, 120 Vac Coil, NEMA 1 Housing | 4 | 4 | 1.8 | 1.04 | 8536.49.0075 | US - United States | https://www.functionaldevices.com/downloads/datasheets/RIB013P.pdf | https://www.functionaldevices.com/downloads/datasheets/RIB013P.pdf | https://www.functionaldevices.com/downloads/products/RIB013P.jpg | https://www.functionaldevices.com/downloads/products/RIB013P.jpg |  | 1 | CE¦CSFM¦RoHS¦UL Listed¦UL864¦UL916 | 5 years | N |  | Y | N | N | Gray | 20 Amp | 120 Vac | 1 | 3PST-N/O | 10 Million Cycles Minimum Mechanical | -30 to 140 F |  | 16in | 600V
RIB013P-NC | Building Automation | Relays | Power | Power Relay, 20 Amp, 3PST-N/C, 120 Vac Coil, NEMA 1 Housing | 4 | 4 | 1.8 | 1.037 | 8536.49.0075 | US - United States | https://www.functionaldevices.com/downloads/datasheets/RIB013P.pdf | https://www.functionaldevices.com/downloads/datasheets/RIB013P.pdf | https://www.functionaldevices.com/downloads/products/RIB013P-NC.jpg | https://www.functionaldevices.com/downloads/products/RIB013P-NC.jpg |  | 1 | CE¦CSFM¦RoHS¦UL Listed¦UL864¦UL916 | 5 years | N |  | Y | N | N | Gray | 20 Amp | 120 Vac | 1 | 3PST-N/C | 10 Million Cycles Minimum Mechanical | -30 to 140 F |  | 16in | 600V
RIB01BDC | Building Automation | Relays | Dry Contact | Dry Contact Relay, 20 Amp SPDT, Class 2 Dry Contact Input, 120 Vac Power Input, NEMA 1 Housing | 2.3 | 3.2 | 1.8 | 0.538 | 8536.49.0075 | US - United States | https://www.functionaldevices.com/downloads/datasheets/RIB01BDC.pdf | https://www.functionaldevices.com/downloads/datasheets/RIB01BDC.pdf | https://www.functionaldevices.com/downloads/products/RIB01BDC.jpg | https://www.functionaldevices.com/downloads/products/RIB01BDC.jpg |  | 1 | CE¦RoHS¦UL Listed¦UL916 | 5 years | N |  | Y | N | N | Gray | 20 Amp | 120 Vac | 1 | SPDT | 10 Million Cycles Minimum Mechanical | -30 to 140 F |  | 16in | 600V
RIB01F600 | Building Automation | Specialty Peripheral Controls | Phase Angle Dimmer | Phase Angle Dimmer, 0-10 Vdc Input, 120 Vac Power Input, 600W Rated, Dimming Mode Selectable, NEMA 1 Housing | 4 | 4 | 1.8 | 0.66 | 8536.49.0075 | US - United States | https://www.functionaldevices.com/downloads/datasheets/RIB01F600.pdf | https://www.functionaldevices.com/downloads/datasheets/RIB01F600.pdf | https://www.functionaldevices.com/downloads/products/RIB01F600.jpg | https://www.functionaldevices.com/downloads/products/RIB01F600.jpg |  | 1 | CE¦RoHS¦UL Listed | 5 years | N |  | Y | N | N | Gray | 5 Amp | 120 Vac |  |  |  | -30 to 122 F |  | 16in | 600V
RIB01P | Building Automation | Relays | Power | Power Relay, 20 Amp DPDT, 120 Vac Coil, NEMA 1 Housing | 4 | 4 | 1.8 | 0.961 | 8536.49.0075 | US - United States | https://www.functionaldevices.com/downloads/datasheets/RIB01P.pdf | https://www.functionaldevices.com/downloads/datasheets/RIB01P.pdf | https://www.functionaldevices.com/downloads/products/RIB01P.jpg | https://www.functionaldevices.com/downloads/products/RIB01P.jpg |  | 1 | CE¦CSFM¦RoHS¦UL Listed¦UL864¦UL916 | 5 years | N |  | Y | N | N | Gray | 20 Amp | 120 Vac | 1 | DPDT | 10 Million Cycles Minimum Mechanical | -30 to 140 F |  | 16in | 600V
RIB01P30 | Building Automation | Relays | Power | Power Relay, 30 Amp DPST-N/O, 120 Vac Coil, NEMA 1 Housing | 4 | 4 | 1.8 | 0.956 | 8536.49.0075 | US - United States | https://www.functionaldevices.com/downloads/datasheets/RIB01P30.pdf | https://www.functionaldevices.com/downloads/datasheets/RIB01P30.pdf | https://www.functionaldevices.com/downloads/products/RIB01P30.jpg | https://www.functionaldevices.com/downloads/products/RIB01P30.jpg |  | 1 | CE¦CSFM¦RoHS¦UL Listed¦UL864¦UL916 | 5 years | N |  | Y | N | N | Gray | 30 Amp | 120 Vac | 1 | DPST-N/O | 10 Million Cycles Minimum Mechanical | -30 to 140 F |  | 16in | 600V
RIB01P30-NC | Building Automation | Relays | Power | Power Relay, 30 Amp DPST-N/C, 120 Vac Coil, NEMA 1 Housing | 4 | 4 | 1.8 | 0.956 | 8536.49.0075 | US - United States | https://www.functionaldevices.com/downloads/datasheets/RIB01P30.pdf | https://www.functionaldevices.com/downloads/datasheets/RIB01P30.pdf | https://www.functionaldevices.com/downloads/products/RIB01P30-NC.jpg | https://www.functionaldevices.com/downloads/products/RIB01P30-NC.jpg |  | 1 | CE¦CSFM¦RoHS¦UL Listed¦UL864¦UL916 | 5 years | N |  | Y | N | N | Gray | 30 Amp | 120 Vac | 1 | DPST-N/C | 10 Million Cycles Minimum Mechanical | -30 to 140 F |  | 16in | 600V
RIB01P30-NONC | Building Automation | Relays | Power | Power Relay, 30 Amp DPST-N/O/N/C, 120 Vac Coil, NEMA 1 Housing | 4 | 4 | 1.8 | 0.956 | 8536.49.0075 | US - United States | https://www.functionaldevices.com/downloads/datasheets/RIB01P30.pdf | https://www.functionaldevices.com/downloads/datasheets/RIB01P30.pdf | https://www.functionaldevices.com/downloads/products/RIB01P30-NONC.jpg | https://www.functionaldevices.com/downloads/products/RIB01P30-NONC.jpg |  | 1 | CE¦CSFM¦RoHS¦UL Listed¦UL864¦UL916 | 5 years | N |  | Y | N | N | Gray | 30 Amp | 120 Vac | 1 | DPST-NONC | 10 Million Cycles Minimum Mechanical | -30 to 140 F |  | 16in | 600V
RIB01P30-S | Building Automation | Relays | Power | Power Relay, 30 Amp DPST-N/O + Coil Side Override, 120 Vac Coil, NEMA 1 Housing | 4 | 4 | 1.8 | 0.93 | 8536.49.0075 | US - United States | https://www.functionaldevices.com/downloads/datasheets/RIB01P30-S.pdf | https://www.functionaldevices.com/downloads/datasheets/RIB01P30-S.pdf | https://www.functionaldevices.com/downloads/products/RIB01P30-S.jpg | https://www.functionaldevices.com/downloads/products/RIB01P30-S.jpg |  | 1 | CE¦CSFM¦RoHS¦UL Listed¦UL864¦UL916 | 5 years | N |  | Y | N | N | Gray | 30 Amp | 120 Vac | 1 | DPST-N/O | 10 Million Cycles Minimum Mechanical | -30 to 140 F |  | 16in | 600V
RIB01P30-S-NC | Building Automation | Relays | Power | Power Relay, 30 Amp DPST-N/C + Coil Side Override, 120 Vac Coil, NEMA 1 Housing | 4 | 4 | 1.8 | 0.93 | 8536.49.0075 | US - United States | https://www.functionaldevices.com/downloads/datasheets/RIB01P30-S.pdf | https://www.functionaldevices.com/downloads/datasheets/RIB01P30-S.pdf | https://www.functionaldevices.com/downloads/products/RIB01P30-S-NC.jpg | https://www.functionaldevices.com/downloads/products/RIB01P30-S-NC.jpg |  | 1 | CE¦CSFM¦RoHS¦UL Listed¦UL864¦UL916 | 5 years | N |  | Y | N | N | Gray | 30 Amp | 120 Vac | 1 | DPST-N/C | 10 Million Cycles Minimum Mechanical | -30 to 140 F |  | 16in | 600V
RIB01P30-S-NONC | Building Automation | Relays | Power | Power Relay, 30 Amp DPST-N/O/N/C + Coil Side Override, 120 Vac Coil, NEMA 1 Housing | 4 | 4 | 1.8 | 1.011 | 8536.49.0075 | US - United States | https://www.functionaldevices.com/downloads/datasheets/RIB01P30-S.pdf | https://www.functionaldevices.com/downloads/datasheets/RIB01P30-S.pdf | https://www.functionaldevices.com/downloads/products/RIB01P30-S-NONC.jpg | https://www.functionaldevices.com/downloads/products/RIB01P30-S-NONC.jpg |  | 1 | CE¦CSFM¦RoHS¦UL Listed¦UL864¦UL916 | 5 years | N |  | Y | N | N | Gray | 30 Amp | 120 Vac | 1 | DPST-NONC | 10 Million Cycles Minimum Mechanical | -30 to 140 F |  | 16in | 600V
RIB01SBCDC | Building Automation | Relays | Dry Contact | Dry Contact Relay, 20 Amp SPDT + Override, Class 2 Dry Contact Input, 120 Vac Power Input, NEMA 1 Housing | 2.3 | 3.2 | 1.8 | 0.59 | 8536.49.0075 | US - United States | https://www.functionaldevices.com/downloads/datasheets/RIB01SBCDC.pdf | https://www.functionaldevices.com/downloads/datasheets/RIB01SBCDC.pdf | https://www.functionaldevices.com/downloads/products/RIB01SBCDC.jpg | https://www.functionaldevices.com/downloads/products/RIB01SBCDC.jpg |  | 1 | CE¦RoHS¦UL Listed¦UL916 | 5 years | N |  | Y | N | N | Gray | 20 Amp | 120 Vac | 1 | SPDT | 10 Million Cycles Minimum Mechanical | -30 to 140 F |  | 16in | 600V
RIB01SBDC | Building Automation | Relays | Dry Contact | Dry Contact Relay, 20 Amp SPST-N/O + Override, Class 2 Dry Contact Input, 120 Vac Power Input, NEMA 1 Housing | 2.3 | 3.2 | 1.8 | 0.534 | 8536.49.0075 | US - United States | https://www.functionaldevices.com/downloads/datasheets/RIB01SBDC.pdf | https://www.functionaldevices.com/downloads/datasheets/RIB01SBDC.pdf | https://www.functionaldevices.com/downloads/products/RIB01SBDC.jpg | https://www.functionaldevices.com/downloads/products/RIB01SBDC.jpg |  | 1 | CE¦RoHS¦UL Listed¦UL916 | 5 years | N |  | Y | N | N | Gray | 20 Amp | 120 Vac | 1 | SPST-N/O | 10 Million Cycles Minimum Mechanical | -30 to 140 F |  | 16in | 600V
RIB01SBDC-NC | Building Automation | Relays | Dry Contact | Dry Contact Relay, 20 Amp SPST-N/C + Override, Class 2 Dry Contact Input, 120 Vac Power Input, NEMA 1 Housing | 2.3 | 3.2 | 1.8 | 0.534 | 8536.49.0075 | US - United States | https://www.functionaldevices.com/downloads/datasheets/RIB01SBDC.pdf | https://www.functionaldevices.com/downloads/datasheets/RIB01SBDC.pdf | https://www.functionaldevices.com/downloads/products/RIB01SBDC-NC.jpg | https://www.functionaldevices.com/downloads/products/RIB01SBDC-NC.jpg |  | 1 | CE¦RoHS¦UL Listed¦UL916 | 5 years | N |  | Y | N | N | Gray | 20 Amp | 120 Vac | 1 | SPDT-N/C | 10 Million Cycles Minimum Mechanical | -30 to 140 F |  | 16in | 600V
RIB023P | Building Automation | Relays | Power | Power Relay, 20 Amp 3PST-N/O, 208-277 Vac Coil, NEMA 1 Housing | 4 | 4 | 1.8 | 1.02 | 8536.49.0075 | US - United States | https://www.functionaldevices.com/downloads/datasheets/RIB023P.pdf | https://www.functionaldevices.com/downloads/datasheets/RIB023P.pdf | https://www.functionaldevices.com/downloads/products/RIB023P.jpg | https://www.functionaldevices.com/downloads/products/RIB023P.jpg |  | 1 | CE¦CSFM¦RoHS¦UL Listed¦UL864¦UL916 | 5 years | N |  | Y | N | N | Gray | 20 Amp | 208-277Vac | 1 | 3PST-N/O | 10 Million Cycles Minimum Mechanical | -30 to 140 F |  | 16in | 600V
RIB023P-NC | Building Automation | Relays | Power | Power Relay, 20 Amp 3PST-N/C, 208-277 Vac Coil, NEMA 1 Housing | 4 | 4 | 1.8 | 1.04 | 8536.49.0075 | US - United States | https://www.functionaldevices.com/downloads/datasheets/RIB023P.pdf | https://www.functionaldevices.com/downloads/datasheets/RIB023P.pdf | https://www.functionaldevices.com/downloads/products/RIB023P-NC.jpg | https://www.functionaldevices.com/downloads/products/RIB023P-NC.jpg |  | 1 | CE¦CSFM¦RoHS¦UL Listed¦UL864¦UL916 | 5 years | N |  | Y | N | N | Gray | 20 Amp | 208-277Vac | 1 | 3PST-N/C | 10 Million Cycles Minimum Mechanical | -30 to 140 F |  | 16in | 600V
RIB02BDC | Building Automation | Relays | Dry Contact | Dry Contact Relay, 20 Amp SPDT, Class 2 Dry Contact Input, 208-277 Vac Power Input, NEMA 1 Housing | 2.3 | 3.2 | 1.8 | 0.538 | 8536.49.0075 | US - United States | https://www.functionaldevices.com/downloads/datasheets/RIB02BDC.pdf | https://www.functionaldevices.com/downloads/datasheets/RIB02BDC.pdf | https://www.functionaldevices.com/downloads/products/RIB02BDC.jpg | https://www.functionaldevices.com/downloads/products/RIB02BDC.jpg |  | 1 | CE¦RoHS¦UL Listed¦UL916 | 5 years | N |  | Y | N | N | Gray | 20 Amp | 208-277Vac | 1 | SPDT | 10 Million Cycles Minimum Mechanical | -30 to 140 F |  | 16in | 600V
RIB02P | Building Automation | Relays | Power | Power Relay, 20 Amp DPDT, 208-277 Vac Coil, NEMA 1 Housing | 4 | 4 | 1.8 | 0.965 | 8536.49.0075 | US - United States | https://www.functionaldevices.com/downloads/datasheets/RIB02P.pdf | https://www.functionaldevices.com/downloads/datasheets/RIB02P.pdf | https://www.functionaldevices.com/downloads/products/RIB02P.jpg | https://www.functionaldevices.com/downloads/products/RIB02P.jpg |  | 1 | CE¦CSFM¦RoHS¦UL Listed¦UL864¦UL916 | 5 years | N |  | Y | N | N | Gray | 20 Amp | 208-277Vac | 1 | DPDT | 10 Million Cycles Minimum Mechanical | -30 to 140 F |  | 16in | 600V
RIB02P30 | Building Automation | Relays | Power | Power Relay, 30 Amp DPST-N/O, 208-277 Vac Coil, NEMA 1 Housing | 4 | 4 | 1.8 | 0.98 | 8536.49.0075 | US - United States | https://www.functionaldevices.com/downloads/datasheets/RIB02P30.pdf | https://www.functionaldevices.com/downloads/datasheets/RIB02P30.pdf | https://www.functionaldevices.com/downloads/products/RIB02P30.jpg | https://www.functionaldevices.com/downloads/products/RIB02P30.jpg |  | 1 | CE¦CSFM¦RoHS¦UL Listed¦UL864¦UL916 | 5 years | N |  | Y | N | N | Gray | 30 Amp | 208-277Vac | 1 | DPST-N/O | 10 Million Cycles Minimum Mechanical | -30 to 140 F |  | 16in | 600V
RIB02P30-NC | Building Automation | Relays | Power | Power Relay, 30 Amp DPST-N/C, 208-277 Vac Coil, NEMA 1 Housing | 4 | 4 | 1.8 | 0.98 | 8536.49.0075 | US - United States | https://www.functionaldevices.com/downloads/datasheets/RIB02P30.pdf | https://www.functionaldevices.com/downloads/datasheets/RIB02P30.pdf | https://www.functionaldevices.com/downloads/products/RIB02P30-NC.jpg | https://www.functionaldevices.com/downloads/products/RIB02P30-NC.jpg |  | 1 | CE¦CSFM¦RoHS¦UL Listed¦UL864¦UL916 | 5 years | N |  | Y | N | N | Gray | 30 Amp | 208-277Vac | 1 | DPST-N/C | 10 Million Cycles Minimum Mechanical | -30 to 140 F |  | 16in | 600V
RIB02P30-NONC | Building Automation | Relays | Power | Power Relay, 30 Amp DPST-N/O/N/C, 208-277 Vac Coil, NEMA 1 Housing | 4 | 4 | 1.8 | 1.009 | 8536.49.0075 | US - United States | https://www.functionaldevices.com/downloads/datasheets/RIB02P30.pdf | https://www.functionaldevices.com/downloads/datasheets/RIB02P30.pdf | https://www.functionaldevices.com/downloads/products/RIB02P30-NONC.jpg | https://www.functionaldevices.com/downloads/products/RIB02P30-NONC.jpg |  | 1 | CE¦CSFM¦RoHS¦UL Listed¦UL864¦UL916 | 5 years | N |  | Y | N | N | Gray | 30 Amp | 208-277Vac | 1 | DPST-NONC | 10 Million Cycles Minimum Mechanical | -30 to 140 F |  | 16in | 600V
RIB02SBCDC | Building Automation | Relays | Dry Contact | Dry Contact Relay, 20 Amp SPDT + Override, Class 2 Dry Contact Input, 208-277 Vac Power Input, NEMA 1 Housing | 2.3 | 3.2 | 1.8 | 0.58 | 8536.49.0075 | US - United States | https://www.functionaldevices.com/downloads/datasheets/RIB02SBCDC.pdf | https://www.functionaldevices.com/downloads/datasheets/RIB02SBCDC.pdf | https://www.functionaldevices.com/downloads/products/RIB02SBCDC.jpg | https://www.functionaldevices.com/downloads/products/RIB02SBCDC.jpg |  | 1 | CE¦RoHS¦UL Listed¦UL916 | 5 years | N |  | Y | N | N | Gray | 20 Amp | 208-277Vac | 1 | SPDT | 10 Million Cycles Minimum Mechanical | -30 to 140 F |  | 16in | 600V
RIB02SBDC | Building Automation | Relays | Dry Contact | Dry Contact Relay, 20 Amp SPST-N/O + Override, Class 2 Dry Contact Input, 208-277 Vac Power Input, NEMA 1 Housing | 2.3 | 3.2 | 1.8 | 0.58 | 8536.49.0075 | US - United States | https://www.functionaldevices.com/downloads/datasheets/RIB02SBDC.pdf | https://www.functionaldevices.com/downloads/datasheets/RIB02SBDC.pdf | https://www.functionaldevices.com/downloads/products/RIB02SBDC.jpg | https://www.functionaldevices.com/downloads/products/RIB02SBDC.jpg |  | 1 | CE¦RoHS¦UL Listed¦UL916 | 5 years | N |  | Y | N | N | Gray | 20 Amp | 208-277Vac | 1 | SPST-N/O | 10 Million Cycles Minimum Mechanical | -30 to 140 F |  | 16in | 600V
RIB02SBDC-NC | Building Automation | Relays | Dry Contact | Dry Contact Relay, 20 Amp SPST-N/C + Override, Class 2 Dry Contact Input, 208-277 Vac Power Input, NEMA 1 Housing | 2.3 | 3.2 | 1.8 | 0.58 | 8536.49.0075 | US - United States | https://www.functionaldevices.com/downloads/datasheets/RIB02SBDC.pdf | https://www.functionaldevices.com/downloads/datasheets/RIB02SBDC.pdf | https://www.functionaldevices.com/downloads/products/RIB02SBDC-NC.jpg | https://www.functionaldevices.com/downloads/products/RIB02SBDC-NC.jpg |  | 1 | CE¦RoHS¦UL Listed¦UL916 | 5 years | N |  | Y | N | N | Gray | 20 Amp | 208-277Vac | 1 | SPST-N/C | 10 Million Cycles Minimum Mechanical | -30 to 140 F |  | 16in | 600V
RIB043P | Building Automation | Relays | Power | Power Relay, 20 Amp 3PST-N/O, 480 Vac Coil, NEMA 1 Housing | 4 | 4 | 1.8 | 1.055 | 8536.49.0075 | US - United States | https://www.functionaldevices.com/downloads/datasheets/RIB043P.pdf | https://www.functionaldevices.com/downloads/datasheets/RIB043P.pdf | https://www.functionaldevices.com/downloads/products/RIB043P.jpg | https://www.functionaldevices.com/downloads/products/RIB043P.jpg |  | 1 | CE¦CSFM¦RoHS¦UL Listed¦UL864¦UL916 | 5 years | N |  | Y | N | N | Gray | 20 Amp | 480Vac | 1 | 3PST-N/O | 10 Million Cycles Minimum Mechanical | -30 to 140 F |  | 16in | 600V
RIB043P-NC | Building Automation | Relays | Power | Power Relay, 20 Amp 3PST-N/C, 480 Vac Coil, NEMA 1 Housing | 4 | 4 | 1.8 | 1.2 | 8536.49.0075 | US - United States | https://www.functionaldevices.com/downloads/datasheets/RIB043P.pdf | https://www.functionaldevices.com/downloads/datasheets/RIB043P.pdf | https://www.functionaldevices.com/downloads/products/RIB043P-NC.jpg | https://www.functionaldevices.com/downloads/products/RIB043P-NC.jpg |  | 1 | CE¦CSFM¦RoHS¦UL Listed¦UL864¦UL916 | 5 years | N |  | Y | N | N | Gray | 20 Amp | 480Vac | 1 | 3PST-N/C | 10 Million Cycles Minimum Mechanical | -30 to 140 F |  | 16in | 600V
RIB04P | Building Automation | Relays | Power | Power Relay, 20 Amp DPDT, 480 Vac Coil, NEMA 1 Housing | 4 | 4 | 1.8 | 0.952 | 8536.49.0075 | US - United States | https://www.functionaldevices.com/downloads/datasheets/RIB04P.pdf | https://www.functionaldevices.com/downloads/datasheets/RIB04P.pdf | https://www.functionaldevices.com/downloads/products/RIB04P.jpg | https://www.functionaldevices.com/downloads/products/RIB04P.jpg |  | 1 | CE¦CSFM¦RoHS¦UL Listed¦UL864¦UL916 | 5 years | N |  | Y | N | N | Gray | 20 Amp | 480Vac | 1 | DPDT | 10 Million Cycles Minimum Mechanical | -30 to 140 F |  | 16in | 600V
RIB12C-FA | Building Automation | Relays | Polarized | Polarized Relay, 10 Amp SPDT, 12 Vac/dc Coil, NEMA 1 Housing | 1.7 | 2.8 | 1.5 | 0.284 | 8536.49.0075 | US - United States | https://www.functionaldevices.com/downloads/datasheets/RIB12C-FA.pdf | https://www.functionaldevices.com/downloads/datasheets/RIB12C-FA.pdf | https://www.functionaldevices.com/downloads/products/RIB12C-FA.jpg | https://www.functionaldevices.com/downloads/products/RIB12C-FA.jpg |  | 1 | CE¦CSFM¦RoHS¦UL Listed¦UL864¦UL916 | 5 years | N |  | Y | N | N | Gray | 10 Amp | 12Vac/dc | 1 | SPDT | 10 Million Cycles Minimum Mechanical | -30 to 140 F |  | 16in | 600V
RIB12C-FA-N4 | Building Automation | Relays | Polarized | Polarized Relay, 10 Amp SPDT, 12 Vac/dc Coil, NEMA 4X Clear Housing | 1.7 | 2.8 | 1.5 | 0.342 | 8536.49.0075 | US - United States | https://www.functionaldevices.com/downloads/datasheets/RIB12C-FA.pdf | https://www.functionaldevices.com/downloads/datasheets/RIB12C-FA.pdf | https://www.functionaldevices.com/downloads/products/RIB12C-FA-N4.jpg | https://www.functionaldevices.com/downloads/products/RIB12C-FA-N4.jpg | https://www.functionaldevices.com/downloads/bulletins/B1308_393138.pdf | 1 | CE¦CSFM¦RoHS¦UL Listed¦UL864¦UL916 | 5 years | N |  | Y | N | N | Clear | 10 Amp | 12Vac/dc | 1 | SPDT | 10 Million Cycles Minimum Mechanical | -30 to 140 F |  | 16in | 600V
RIB12C-FA-RD | Building Automation | Relays | Polarized | Polarized Relay, 10 Amp SPDT, 12 Vac/dc Coil, Red Housing | 1.7 | 2.8 | 1.5 | 0.342 | 8536.49.0075 | US - United States | https://www.functionaldevices.com/downloads/datasheets/RIB12C-FA.pdf | https://www.functionaldevices.com/downloads/datasheets/RIB12C-FA.pdf | https://www.functionaldevices.com/downloads/products/RIB12C-FA-RD.jpg | https://www.functionaldevices.com/downloads/products/RIB12C-FA-RD.jpg |  | 1 | CE¦CSFM¦RoHS¦UL Listed¦UL864¦UL916 | 5 years | N |  | Y | N | N | Red | 10 Amp | 12Vac/dc | 1 | SPDT | 10 Million Cycles Minimum Mechanical | -30 to 140 F |  | 16in | 600V
RIB12P | Building Automation | Relays | Power | Power Relay, 20 Amp DPDT, 12 Vac/dc Coil, NEMA 1 Housing | 1.7 | 2.8 | 1.5 | 0.808 | 8536.49.0075 | US - United States | https://www.functionaldevices.com/downloads/datasheets/RIB12P.pdf | https://www.functionaldevices.com/downloads/datasheets/RIB12P.pdf | https://www.functionaldevices.com/downloads/products/RIB12P.jpg | https://www.functionaldevices.com/downloads/products/RIB12P.jpg |  | 1 | CE¦CSFM¦RoHS¦UL Listed¦UL864¦UL916 | 5 years | N |  | Y | N | N | Gray | 20 Amp | 12Vac/dc | 1 | DPDT | 10 Million Cycles Minimum Mechanical | -30 to 140 F |  | 16in | 600V
RIB12P30 | Building Automation | Relays | Power | Power Relay, 30 Amp DPDT, 12 Vac/dc Coil, NEMA 1 Housing | 1.7 | 2.8 | 1.5 | 0.855 | 8536.49.0075 | US - United States | https://www.functionaldevices.com/downloads/datasheets/RIB12P30.pdf | https://www.functionaldevices.com/downloads/datasheets/RIB12P30.pdf | https://www.functionaldevices.com/downloads/products/RIB12P30.jpg | https://www.functionaldevices.com/downloads/products/RIB12P30.jpg |  | 1 | CE¦CSFM¦RoHS¦UL Listed¦UL864¦UL916 | 5 years | N |  | Y | N | N | Gray | 30 Amp | 12Vac/dc | 1 | DPDT | 10 Million Cycles Minimum Mechanical | -30 to 140 F |  | 16in | 600V
RIB12S-FA | Building Automation | Relays | Polarized | Polarized Relay 10 Amp SPST-N/O + Override, 12 Vac/dc Coil, NEMA 1 Housing | 1.7 | 2.8 | 1.5 | 0.29 | 8536.49.0075 | US - United States | https://www.functionaldevices.com/downloads/datasheets/RIB12S-FA.pdf | https://www.functionaldevices.com/downloads/datasheets/RIB12S-FA.pdf | https://www.functionaldevices.com/downloads/products/RIB12S-FA.jpg | https://www.functionaldevices.com/downloads/products/RIB12S-FA.jpg |  | 1 | CE¦CSFM¦RoHS¦UL Listed¦UL864¦UL916 | 5 years | N |  | Y | N | N | Gray | 10 Amp | 12Vac/dc | 1 | SPST-N/O | 10 Million Cycles Minimum Mechanical | -30 to 140 F |  | 16in | 600V
RIB12S-FA-NC | Building Automation | Relays | Polarized | Polarized Relay 10 Amp SPST-N/C + Override, 12 Vac/dc Coil, NEMA 1 Housing | 1.7 | 2.8 | 1.5 | 0.29 | 8536.49.0075 | US - United States | https://www.functionaldevices.com/downloads/datasheets/RIB12S-FA.pdf | https://www.functionaldevices.com/downloads/datasheets/RIB12S-FA.pdf | https://www.functionaldevices.com/downloads/products/RIB12S-FA-NC.jpg | https://www.functionaldevices.com/downloads/products/RIB12S-FA-NC.jpg |  | 1 | CE¦CSFM¦RoHS¦UL Listed¦UL864¦UL916 | 5 years | N |  | Y | N | N | Gray | 10 Amp | 12Vac/dc | 1 | SPST-N/C | 10 Million Cycles Minimum Mechanical | -30 to 140 F |  | 16in | 600V
RIB12S-FA-RD | Building Automation | Relays | Polarized | Polarized Relay 10 Amp SPST-N/O + Override, 12 Vac/dc Coil, Red Housing | 1.7 | 2.8 | 1.5 | 0.29 | 8536.49.0075 | US - United States | https://www.functionaldevices.com/downloads/datasheets/RIB12S-FA.pdf | https://www.functionaldevices.com/downloads/datasheets/RIB12S-FA.pdf | https://www.functionaldevices.com/downloads/products/RIB12S-FA-RD.jpg | https://www.functionaldevices.com/downloads/products/RIB12S-FA-RD.jpg |  | 1 | CE¦CSFM¦RoHS¦UL Listed¦UL864¦UL916 | 5 years | N |  | Y | N | N | Red | 10 Amp | 12Vac/dc | 1 | SPST-N/O | 10 Million Cycles Minimum Mechanical | -30 to 140 F |  | 16in | 600V
RIB21BPP10 | Building Automation | Power Control | Power Packs | Power Pack, 20 Amp SPDT + Momentary Push Button Override Switch, 120-277 Vac Universal Voltage Power Input, 10 Watt Class 2 Output, NEMA 1 Housing | 2.3 | 3.2 | 1.8 | 0.5 | 8536.49.0075 | US - United States | https://www.functionaldevices.com/downloads/datasheets/RIB21BPP10.pdf | https://www.functionaldevices.com/downloads/datasheets/RIB21BPP10.pdf | https://www.functionaldevices.com/downloads/products/RIB21BPP10.jpg | https://www.functionaldevices.com/downloads/products/RIB21BPP10.jpg |  | 1 | CE¦RoHS¦UL Listed | 5 years | N |  | Y | N | N | Gray | 20 Amp | 120-277Vac | 1 | SPDT | 10 Million Cycles Minimum Mechanical | -30 to 140 F |  | 16in | 600V
RIB21BPP5 | Building Automation | Power Control | Power Packs | Power Pack, 20 Amp SPDT + Momentary Push Button Override Switch, 120-277 Vac Universal Voltage Power Input, 5 Watt Class 2 Output, NEMA 1 Housing | 2.3 | 3.2 | 1.8 | 0.5 | 8536.49.0075 | US - United States | https://www.functionaldevices.com/downloads/datasheets/RIB21BPP5.pdf | https://www.functionaldevices.com/downloads/datasheets/RIB21BPP5.pdf | https://www.functionaldevices.com/downloads/products/RIB21BPP5.jpg | https://www.functionaldevices.com/downloads/products/RIB21BPP5.jpg |  | 1 | CE¦RoHS¦UL Listed | 5 years | N |  | Y | N | N | Gray | 20 Amp | 120-277Vac | 1 | SPDT | 10 Million Cycles Minimum Mechanical | -30 to 140 F |  | 16in | 600V
RIB21CDC | Building Automation | Relays | Dry Contact | Dry Contact Relay, 10 Amp SPDT, Class 2 Dry Contact Input, 120-277 Vac Power Input, NEMA 1 Housing | 1.7 | 2.8 | 1.5 | 0.342 | 8536.49.0075 | US - United States | https://www.functionaldevices.com/downloads/datasheets/RIB21CDC.pdf | https://www.functionaldevices.com/downloads/datasheets/RIB21CDC.pdf | https://www.functionaldevices.com/downloads/products/RIB21CDC.jpg | https://www.functionaldevices.com/downloads/products/RIB21CDC.jpg |  | 1 | CE¦RoHS¦UL Listed¦UL916 | 5 years | N |  | Y | N | N | Gray | 10 Amp | 120-277Vac | 1 | SPDT | 10 Million Cycles Minimum Mechanical | -30 to 140 F |  | 16in | 600V
RIB21CDC-N4 | Building Automation | Relays | Dry Contact | Dry Contact Relay, 10 Amp SPDT, Class 2 Dry Contact Input, 120-277 Vac Power Input, NEMA 4X Clear Housing | 1.7 | 2.8 | 1.5 | 0.36 | 8536.49.0075 | US - United States | https://www.functionaldevices.com/downloads/datasheets/RIB21CDC.pdf | https://www.functionaldevices.com/downloads/datasheets/RIB21CDC.pdf | https://www.functionaldevices.com/downloads/products/RIB21CDC-N4.jpg | https://www.functionaldevices.com/downloads/products/RIB21CDC-N4.jpg | https://www.functionaldevices.com/downloads/bulletins/B1308_393138.pdf | 1 | CE¦RoHS¦UL Listed¦UL916 | 5 years | N |  | Y | N | N | Clear | 10 Amp | 120-277Vac | 1 | SPDT | 10 Million Cycles Minimum Mechanical | -30 to 140 F |  | 16in | 600V
RIB21CDC-RD | Building Automation | Relays | Dry Contact | Dry Contact Relay, 10 Amp SPDT, Class 2 Dry Contact Input, 120-277 Vac Power Input, Red Housing | 1.7 | 2.8 | 1.5 | 0.329 | 8536.49.0075 | US - United States | https://www.functionaldevices.com/downloads/datasheets/RIB21CDC.pdf | https://www.functionaldevices.com/downloads/datasheets/RIB21CDC.pdf | https://www.functionaldevices.com/downloads/products/RIB21CDC-RD.jpg | https://www.functionaldevices.com/downloads/products/RIB21CDC-RD.jpg |  | 1 | CE¦RoHS¦UL Listed¦UL916 | 5 years | N |  | Y | N | N | Red | 10 Amp | 120-277Vac | 1 | SPDT | 10 Million Cycles Minimum Mechanical | -30 to 140 F |  | 16in | 600V
RIB2401B | Building Automation | Relays | Power | Power Relay, 20 Amp SPDT, 24 Vac/dc/120 Vac Coil, NEMA 1 Housing | 2.3 | 3.2 | 1.8 | 0.494 | 8536.49.0075 | US - United States | https://www.functionaldevices.com/downloads/datasheets/RIB2401B.pdf | https://www.functionaldevices.com/downloads/datasheets/RIB2401B.pdf | https://www.functionaldevices.com/downloads/products/RIB2401B.jpg | https://www.functionaldevices.com/downloads/products/RIB2401B.jpg |  | 1 | CE¦CSFM¦RoHS¦UL Listed¦UL864¦UL916 | 5 years | N |  | Y | N | N | Gray | 20 Amp | 24 Vac/dc 120 Vac | 1 | SPDT | 10 Million Cycles Minimum Mechanical | -30 to 140 F |  | 16in | 600V
RIB2401B2G | Building Automation | Relays | Power | Power Relay, 20 Amp DPDT, 24 Vac/dc/120 Vac Coil, NEMA 1 Housing | 2.3 | 3.2 | 1.8 | 0.5 | 8536.49.0075 | US - United States | https://www.functionaldevices.com/downloads/datasheets/RIB2401B2G.pdf | https://www.functionaldevices.com/downloads/datasheets/RIB2401B2G.pdf | https://www.functionaldevices.com/downloads/products/RIB2401B2G.jpg | https://www.functionaldevices.com/downloads/products/RIB2401B2G.jpg |  | 1 | CE¦CSFM¦RoHS¦UL Listed¦UL864¦UL916 | 5 years | N |  | Y | N | N | Gray | 20 Amp | 24 Vac/dc 120 Vac | 1 | DPDT | 10 Million Cycles Minimum Mechanical | -30 to 140 F |  | 16in | 600V
RIB2401C | Building Automation | Relays | Pilot | TriVolt Relay, 10 Amp SPDT, 24Vac/dc or 120Vac, NEMA 1 Housing | 1.7 | 2.8 | 1.5 | 0.287 | 8536.49.0075 | US - United States | https://www.functionaldevices.com/downloads/datasheets/RIB2401C.pdf | https://www.functionaldevices.com/downloads/datasheets/RIB2401C.pdf | https://www.functionaldevices.com/downloads/products/RIB2401C.jpg | https://www.functionaldevices.com/downloads/products/RIB2401C.jpg |  | 1 | CE¦CSFM¦RoHS¦UL Listed¦UL864¦UL916 | 5 years |  |  | Y |  |  | Gray
RIB2401C-N4 | Building Automation | Relays | Pilot | TriVolt Relay, 10 Amp SPDT, 24Vac/dc or 120Vac, NEMA 4 Housing | 1.7 | 2.8 | 1.5 | 0.312 | 8536.49.0075 | US - United States | https://www.functionaldevices.com/downloads/datasheets/RIB2401C.pdf | https://www.functionaldevices.com/downloads/datasheets/RIB2401C.pdf | https://www.functionaldevices.com/downloads/products/RIB2401C-N4.jpg | https://www.functionaldevices.com/downloads/products/RIB2401C-N4.jpg | https://www.functionaldevices.com/downloads/bulletins/B1308_393138.pdf | 1 | CE¦CSFM¦RoHS¦UL Listed¦UL864¦UL916 | 5 years |  |  | Y |  |  | Clear
RIB2401C-RD | Building Automation | Relays | Pilot | TriVolt Relay, 10 Amp SPDT, 24Vac/dc or 120Vac, Red Housing | 1.7 | 2.8 | 1.5 | 0.304 | 8536.49.0075 | US - United States | https://www.functionaldevices.com/downloads/datasheets/RIB2401C.pdf | https://www.functionaldevices.com/downloads/datasheets/RIB2401C.pdf | https://www.functionaldevices.com/downloads/products/RIB2401C-RD.jpg | https://www.functionaldevices.com/downloads/products/RIB2401C-RD.jpg |  | 1 | CE¦CSFM¦RoHS¦UL Listed¦UL864¦UL916 | 5 years |  |  | Y |  |  | Red | 10 Amp
RIB2401D | Building Automation | Relays | Pilot | Pilot Relay, 10 Amp DPDT, 24 Vac/dc/120 Vac Coil, NEMA 1 Housing | 1.7 | 2.8 | 1.5 | 0.378 | 8536.49.0075 | US - United States | https://www.functionaldevices.com/downloads/datasheets/RIB2401D.pdf | https://www.functionaldevices.com/downloads/datasheets/RIB2401D.pdf | https://www.functionaldevices.com/downloads/products/RIB2401D.jpg | https://www.functionaldevices.com/downloads/products/RIB2401D.jpg |  | 1 | CE¦CSFM¦RoHS¦UL Listed¦UL864¦UL916 | 5 years | N |  | Y | N | N | Gray | 10 Amp | 24 Vac/dc 120 Vac | 1 | DPDT | 10 Million Cycles Minimum Mechanical | -30 to 140 F |  | 16in | 600V
RIB2401D-N4 | Building Automation | Relays | Pilot | Pilot Relay, 10 Amp DPDT, 24 Vac/dc/120 Vac Coil, NEMA 4X Clear Housing | 1.7 | 2.8 | 1.5 | 0.382 | 8536.49.0075 | US - United States | https://www.functionaldevices.com/downloads/datasheets/RIB2401D.pdf | https://www.functionaldevices.com/downloads/datasheets/RIB2401D.pdf | https://www.functionaldevices.com/downloads/products/RIB2401D-N4.jpg | https://www.functionaldevices.com/downloads/products/RIB2401D-N4.jpg | https://www.functionaldevices.com/downloads/bulletins/B1308_393138.pdf | 1 | CE¦RoHS¦UL Listed¦UL508 | 5 years | N |  | Y | N | N | Clear | 10 Amp | 24 Vac/dc 120 Vac | 1 | DPDT | 10 Million Cycles Minimum Mechanical | -30 to 140 F |  | 16in | 600V
RIB2401D-RD | Building Automation | Relays | Pilot | Pilot Relay, 10 Amp DPDT, 24 Vac/dc/120 Vac Coil, Red Housing | 1.7 | 2.8 | 1.5 | 0.373 | 8536.49.0075 | US - United States | https://www.functionaldevices.com/downloads/datasheets/RIB2401D.pdf | https://www.functionaldevices.com/downloads/datasheets/RIB2401D.pdf | https://www.functionaldevices.com/downloads/products/RIB2401D-RD.jpg | https://www.functionaldevices.com/downloads/products/RIB2401D-RD.jpg |  | 1 | CE¦CSFM¦RoHS¦UL Listed¦UL864¦UL916 | 5 years | N |  | Y | N | N | Red | 10 Amp | 24 Vac/dc 120 Vac | 1 | DPDT | 10 Million Cycles Minimum Mechanical | -30 to 140 F |  | 16in | 600V
RIB2401SB | Building Automation | Relays | Power | Power Relay, 20 Amp SPST-N/O + Override, 24 Vac/dc/120 Vac Coil, NEMA 1 Housing | 2.3 | 3.2 | 1.8 | 0.503 | 8536.49.0075 | US - United States | https://www.functionaldevices.com/downloads/datasheets/RIB2401SB.pdf | https://www.functionaldevices.com/downloads/datasheets/RIB2401SB.pdf | https://www.functionaldevices.com/downloads/products/RIB2401SB.jpg | https://www.functionaldevices.com/downloads/products/RIB2401SB.jpg |  | 1 | CE¦CSFM¦RoHS¦UL Listed¦UL864¦UL916 | 5 years | N |  | Y | N | N | Gray | 20 Amp | 24 Vac/dc 120 Vac | 1 | SPST-N/O | 10 Million Cycles Minimum Mechanical | -30 to 140 F |  | 16in | 600V
RIB2401SBC | Building Automation | Relays | Power | Power Relay, 20 Amp SPDT + Override, 24 Vac/dc/120 Vac Coil, NEMA 1 Housing | 2.3 | 3.2 | 1.8 | 0.565 | 8536.49.0075 | US - United States | https://www.functionaldevices.com/downloads/datasheets/RIB2401SBC.pdf | https://www.functionaldevices.com/downloads/datasheets/RIB2401SBC.pdf | https://www.functionaldevices.com/downloads/products/RIB2401SBC.jpg | https://www.functionaldevices.com/downloads/products/RIB2401SBC.jpg |  | 1 | CE¦CSFM¦RoHS¦UL Listed¦UL864¦UL916 | 5 years | N |  | Y | N | N | Gray | 20 Amp | 24 Vac/dc 120 Vac | 1 | SPDT | 10 Million Cycles Minimum Mechanical | -30 to 140 F |  | 16in | 600V
RIB2401SB-NC | Building Automation | Relays | Power | Power Relay, 20 Amp SPST-N/C + Override, 24 Vac/dc/120 Vac Coil, NEMA 1 Housing | 2.3 | 3.2 | 1.8 | 0.513 | 8536.49.0075 | US - United States | https://www.functionaldevices.com/downloads/datasheets/RIB2401SB.pdf | https://www.functionaldevices.com/downloads/datasheets/RIB2401SB.pdf | https://www.functionaldevices.com/downloads/products/RIB2401SB-NC.jpg | https://www.functionaldevices.com/downloads/products/RIB2401SB-NC.jpg |  | 1 | CE¦CSFM¦RoHS¦UL Listed¦UL864¦UL916 | 5 years | N |  | Y | N | N | Gray | 20 Amp | 24 Vac/dc 120 Vac | 1 | SPST-N/C | 10 Million Cycles Minimum Mechanical | -30 to 140 F |  | 16in | 600V
RIB2402B | Building Automation | Relays | Power | Power Relay, 20 Amp SPDT, 24 Vac/dc/208-277 Vac Coil, NEMA 1 Housing | 2.3 | 3.2 | 1.8 | 0.512 | 8536.49.0075 | US - United States | https://www.functionaldevices.com/downloads/datasheets/RIB2402B.pdf | https://www.functionaldevices.com/downloads/datasheets/RIB2402B.pdf | https://www.functionaldevices.com/downloads/products/RIB2402B.jpg | https://www.functionaldevices.com/downloads/products/RIB2402B.jpg |  | 1 | CE¦CSFM¦RoHS¦UL Listed¦UL864¦UL916 | 5 years | N |  | Y | N | N | Gray | 20 Amp | 24 Vac/dc 208-277Vac | 1 | SPDT | 10 Million Cycles Minimum Mechanical | -30 to 140 F |  | 16in | 600V
RIB2402B2G | Building Automation | Relays | Power | Power Relay, 20 Amp DPDT, 24 Vac/dc/208-277 Vac Coil, NEMA 1 Housing | 2.3 | 3.2 | 1.8 | 0.5 | 8536.49.0075 | US - United States | https://www.functionaldevices.com/downloads/datasheets/RIB2402B2G.pdf | https://www.functionaldevices.com/downloads/datasheets/RIB2402B2G.pdf | https://www.functionaldevices.com/downloads/products/RIB2402B2G.jpg | https://www.functionaldevices.com/downloads/products/RIB2402B2G.jpg |  | 1 | CE¦CSFM¦RoHS¦UL Listed¦UL864¦UL916 | 5 years | N |  | Y | N | N | Gray | 20 Amp | 24 Vac/dc 208-277Vac | 1 | DPDT | 10 Million Cycles Minimum Mechanical | -30 to 140 F |  | 16in | 600V
RIB2402D | Building Automation | Relays | Pilot | Pilot Relay, 10 Amp DPDT, 24 Vac/dc/208-277 Vac Coil, NEMA 1 Housing | 1.7 | 2.8 | 1.5 | 0.389 | 8536.49.0075 | US - United States | https://www.functionaldevices.com/downloads/datasheets/RIB2402D.pdf | https://www.functionaldevices.com/downloads/datasheets/RIB2402D.pdf | https://www.functionaldevices.com/downloads/products/RIB2402D.jpg | https://www.functionaldevices.com/downloads/products/RIB2402D.jpg |  | 1 | CE¦CSFM¦RoHS¦UL Listed¦UL864¦UL916 | 5 years | N |  | Y | N | N | Gray | 10 Amp | 24 Vac/dc 208-277Vac | 1 | DPDT | 10 Million Cycles Minimum Mechanical | -30 to 140 F |  | 16in | 600V
RIB2402D-N4 | Building Automation | Relays | Pilot | Pilot Relay, 10 Amp DPDT, 24 Vac/dc/208-277 Vac Coil, NEMA 4X Clear Housing | 1.7 | 2.8 | 1.5 | 0.389 | 8536.49.0075 | US - United States | https://www.functionaldevices.com/downloads/datasheets/RIB2402D.pdf | https://www.functionaldevices.com/downloads/datasheets/RIB2402D.pdf | https://www.functionaldevices.com/downloads/products/RIB2402D-N4.jpg | https://www.functionaldevices.com/downloads/products/RIB2402D-N4.jpg | https://www.functionaldevices.com/downloads/bulletins/B1308_393138.pdf | 1 | CE¦RoHS¦UL Listed¦UL508 | 5 years | N |  | Y | N | N | Clear | 10 Amp | 24 Vac/dc 208-277Vac | 1 | DPDT | 10 Million Cycles Minimum Mechanical | -30 to 140 F |  | 16in | 600V
RIB2402D-RD | Building Automation | Relays | Pilot | Pilot Relay, 10 Amp DPDT, 24 Vac/dc/208-277 Vac Coil, Red Housing | 1.7 | 2.8 | 1.5 | 0.386 | 8536.49.0075 | US - United States | https://www.functionaldevices.com/downloads/datasheets/RIB2402D.pdf | https://www.functionaldevices.com/downloads/datasheets/RIB2402D.pdf | https://www.functionaldevices.com/downloads/products/RIB2402D-RD.jpg | https://www.functionaldevices.com/downloads/products/RIB2402D-RD.jpg |  | 1 | CE¦CSFM¦RoHS¦UL Listed¦UL864¦UL916 | 5 years | N |  | Y | N | N | Red | 10 Amp | 24 Vac/dc 208-277Vac | 1 | DPDT | 10 Million Cycles Minimum Mechanical | -30 to 140 F |  | 16in | 600V
RIB2402SB | Building Automation | Relays | Power | Power Relay, 20 Amp SPST-N/O + Override, 24 Vac/dc/208-277 Vac Coil, NEMA 1 Housing | 2.3 | 3.2 | 1.8 | 0.528 | 8536.49.0075 | US - United States | https://www.functionaldevices.com/downloads/datasheets/RIB2402SB.pdf | https://www.functionaldevices.com/downloads/datasheets/RIB2402SB.pdf | https://www.functionaldevices.com/downloads/products/RIB2402SB.jpg | https://www.functionaldevices.com/downloads/products/RIB2402SB.jpg |  | 1 | CE¦CSFM¦RoHS¦UL Listed¦UL864¦UL916 | 5 years | N |  | Y | N | N | Gray | 20 Amp | 24 Vac/dc 208-277Vac | 1 | SPST-N/O | 10 Million Cycles Minimum Mechanical | -30 to 140 F |  | 16in | 600V
RIB2402SBC | Building Automation | Relays | Power | Power Relay, 20 Amp SPDT + Override, 24 Vac/dc/208-277 Vac Coil, NEMA 1 Housing | 2.3 | 3.2 | 1.8 | 0.598 | 8536.49.0075 | US - United States | https://www.functionaldevices.com/downloads/datasheets/RIB2402SBC.pdf | https://www.functionaldevices.com/downloads/datasheets/RIB2402SBC.pdf | https://www.functionaldevices.com/downloads/products/RIB2402SBC.jpg | https://www.functionaldevices.com/downloads/products/RIB2402SBC.jpg |  | 1 | CE¦CSFM¦RoHS¦UL Listed¦UL864¦UL916 | 5 years | N |  | Y | N | N | Gray | 20 Amp | 24 Vac/dc 208-277Vac | 1 | SPDT | 10 Million Cycles Minimum Mechanical | -30 to 140 F |  | 16in | 600V
RIB2402SB-NC | Building Automation | Relays | Power | Power Relay, 20 Amp SPST-N/C + Override, 24 Vac/dc/208-277 Vac Coil | 2.3 | 3.2 | 1.8 | 0.52 | 8536.49.0075 | US - United States | https://www.functionaldevices.com/downloads/datasheets/RIB2402SB.pdf | https://www.functionaldevices.com/downloads/datasheets/RIB2402SB.pdf | https://www.functionaldevices.com/downloads/products/RIB2402SB-NC.jpg | https://www.functionaldevices.com/downloads/products/RIB2402SB-NC.jpg |  | 1 | CE¦CSFM¦RoHS¦UL Listed¦UL864¦UL916 | 5 years | N |  | Y | N | N | Gray | 20 Amp | 24 Vac/dc 208-277Vac | 1 | SPST-N/C | 10 Million Cycles Minimum Mechanical | -30 to 140 F |  | 16in | 600V
RIB2421B | Building Automation | Relays | Power | Power Relay, 20 Amp SPDT, 24 Vac/dc/120 Vac/208-277 Vac Coil, NEMA 1 Housing | 2.3 | 3.2 | 1.8 | 0.526 | 8536.49.0075 | US - United States | https://www.functionaldevices.com/downloads/datasheets/RIB2421B.pdf | https://www.functionaldevices.com/downloads/datasheets/RIB2421B.pdf | https://www.functionaldevices.com/downloads/products/RIB2421B.jpg | https://www.functionaldevices.com/downloads/products/RIB2421B.jpg |  | 1 | CE¦CSFM¦RoHS¦UL Listed¦UL864¦UL916 | 5 years | N |  | Y | N | N | Gray | 20 Amp | 24 Vac/dc 120/208-277Vac | 1 | SPDT | 10 Million Cycles Minimum Mechanical | -30 to 140 F |  | 16in | 600V
RIB2421C | Building Automation | Relays | Pilot | Pilot Relay, 10 Amp SPDT, 24 Vac/dc/120-277 Vac Coil, NEMA 1 Housing | 1.7 | 2.8 | 1.5 | 0.33 | 8536.49.0075 | US - United States | https://www.functionaldevices.com/downloads/datasheets/RIB2421C.pdf | https://www.functionaldevices.com/downloads/datasheets/RIB2421C.pdf | https://www.functionaldevices.com/downloads/products/RIB2421C.jpg | https://www.functionaldevices.com/downloads/products/RIB2421C.jpg |  | 1 | CE¦CSFM¦RoHS¦UL Listed¦UL864¦UL916 | 5 years | N |  | Y | N | N | Gray | 10 Amp | 24 Vac/dc 120/208-277Vac | 1 | SPDT | 10 Million Cycles Minimum Mechanical | -30 to 140 F |  | 16in | 600V
RIB2421C-N4 | Building Automation | Relays | Pilot | Pilot Relay, 10 Amp SPDT, 24 Vac/dc/120-277 Vac Coil, NEMA 4X Clear Housing | 1.7 | 2.8 | 1.5 | 0.327 | 8536.49.0075 | US - United States | https://www.functionaldevices.com/downloads/datasheets/RIB2421C.pdf | https://www.functionaldevices.com/downloads/datasheets/RIB2421C.pdf | https://www.functionaldevices.com/downloads/products/RIB2421C-N4.jpg | https://www.functionaldevices.com/downloads/products/RIB2421C-N4.jpg | https://www.functionaldevices.com/downloads/bulletins/B1308_393138.pdf | 1 | CE¦RoHS¦UL Listed¦UL508 | 5 years | N |  | Y | N | N | Clear | 10 Amp | 24 Vac/dc 120/208-277Vac | 1 | SPDT | 10 Million Cycles Minimum Mechanical | -30 to 140 F |  | 16in | 600V
RIB2421C-RD | Building Automation | Relays | Pilot | Pilot Relay, 10 Amp SPDT, 24 Vac/dc/120-277 Vac Coil, Red Housing | 1.7 | 2.8 | 1.5 | 0.324 | 8536.49.0075 | US - United States | https://www.functionaldevices.com/downloads/datasheets/RIB2421C.pdf | https://www.functionaldevices.com/downloads/datasheets/RIB2421C.pdf | https://www.functionaldevices.com/downloads/products/RIB2421C-RD.jpg | https://www.functionaldevices.com/downloads/products/RIB2421C-RD.jpg |  | 1 | CE¦CSFM¦RoHS¦UL Listed¦UL864¦UL916 | 5 years | N |  | Y | N | N | Red | 10 Amp | 24 Vac/dc 120/208-277Vac | 1 | SPDT | 10 Million Cycles Minimum Mechanical | -30 to 140 F |  | 16in | 600V
RIB2421SB | Building Automation | Relays | Power | Power Relay, 20 Amp SPST-N/O + Override, 24 Vac/dc/208-277 Vac/120 Vac Coil, NEMA 1 Housing | 2.3 | 3.2 | 1.8 | 0.526 | 8536.49.0075 | US - United States | https://www.functionaldevices.com/downloads/datasheets/RIB2421SB.pdf | https://www.functionaldevices.com/downloads/datasheets/RIB2421SB.pdf | https://www.functionaldevices.com/downloads/products/RIB2421SB.jpg | https://www.functionaldevices.com/downloads/products/RIB2421SB.jpg |  | 1 | CE¦CSFM¦RoHS¦UL Listed¦UL864¦UL916 | 5 years | N |  | Y | N | N | Gray | 20 Amp | 24 Vac/dc 120/208-277Vac | 1 | SPST-N/O | 10 Million Cycles Minimum Mechanical | -30 to 140 F |  | 16in | 600V
RIB2421SB-NC | Building Automation | Relays | Power | Power Relay, 20 Amp SPST-N/C + Override, 24 Vac/dc/208-277 Vac/120 Vac Coil, NEMA 1 Housing | 2.3 | 3.2 | 1.8 | 0.526 | 8536.49.0075 | US - United States | https://www.functionaldevices.com/downloads/datasheets/RIB2421SB.pdf | https://www.functionaldevices.com/downloads/datasheets/RIB2421SB.pdf | https://www.functionaldevices.com/downloads/products/RIB2421SB-NC.jpg | https://www.functionaldevices.com/downloads/products/RIB2421SB-NC.jpg |  | 1 | CE¦CSFM¦RoHS¦UL Listed¦UL864¦UL916 | 5 years | N |  | Y | N | N | Gray | 20 Amp | 24 Vac/dc 120/208-277Vac | 1 | SPST-N/C | 10 Million Cycles Minimum Mechanical | -30 to 140 F |  | 16in | 600V
RIB243P | Building Automation | Relays | Power | Power Relay, 20 Amp 3PST-N/O, 24 Vac/dc Coil, NEMA 1 Housing | 4 | 4 | 1.8 | 0.974 | 8536.49.0075 | US - United States | https://www.functionaldevices.com/downloads/datasheets/RIB243P.pdf | https://www.functionaldevices.com/downloads/datasheets/RIB243P.pdf | https://www.functionaldevices.com/downloads/products/RIB243P.jpg | https://www.functionaldevices.com/downloads/products/RIB243P.jpg |  | 1 | CE¦CSFM¦RoHS¦UL Listed¦UL864¦UL916 | 5 years | N |  | Y | N | N | Gray | 20 Amp | 24 Vac/dc | 1 | 3PST-N/O | 10 Million Cycles Minimum Mechanical | -30 to 140 F |  | 16in | 600V
RIB243P-NC | Building Automation | Relays | Power | Power Relay, 20 Amp 3PST-N/C, 24 Vac/dc Coil, NEMA 1 Housing | 4 | 4 | 1.8 | 1.014 | 8536.49.0075 | US - United States | https://www.functionaldevices.com/downloads/datasheets/RIB243P.pdf | https://www.functionaldevices.com/downloads/datasheets/RIB243P.pdf | https://www.functionaldevices.com/downloads/products/RIB243P-NC.jpg | https://www.functionaldevices.com/downloads/products/RIB243P-NC.jpg |  | 1 | CE¦CSFM¦RoHS¦UL Listed¦UL864¦UL916 | 5 years | N |  | Y | N | N | Gray | 20 Amp | 24 Vac/dc | 1 | 3PST-N/C | 10 Million Cycles Minimum Mechanical | -30 to 140 F |  | 16in | 600V
RIB24C-FA | Building Automation | Relays | Polarized | Polarized Relay, 10 Amp SPDT, 24 Vac/dc Coil, NEMA 1 Housing | 1.7 | 2.8 | 1.5 | 0.285 | 8536.49.0075 | US - United States | https://www.functionaldevices.com/downloads/datasheets/RIB24C-FA.pdf | https://www.functionaldevices.com/downloads/datasheets/RIB24C-FA.pdf | https://www.functionaldevices.com/downloads/products/RIB24C-FA.jpg | https://www.functionaldevices.com/downloads/products/RIB24C-FA.jpg |  | 1 | CE¦CSFM¦RoHS¦UL Listed¦UL864¦UL916 | 5 years | N |  | Y | N | N | Gray | 10 Amp | 24 Vac/dc | 1 | SPDT | 10 Million Cycles Minimum Mechanical | -30 to 140 F |  | 16in | 600V
RIB24C-FA-N4 | Building Automation | Relays | Polarized | Polarized Relay, 10 Amp SPDT, 24 Vac/dc Coil, NEMA 4X Clear Housing | 1.7 | 2.8 | 1.5 | 0.336 | 8536.49.0075 | US - United States | https://www.functionaldevices.com/downloads/datasheets/RIB24C-FA.pdf | https://www.functionaldevices.com/downloads/datasheets/RIB24C-FA.pdf | https://www.functionaldevices.com/downloads/products/RIB24C-FA-N4.jpg | https://www.functionaldevices.com/downloads/products/RIB24C-FA-N4.jpg | https://www.functionaldevices.com/downloads/bulletins/B1308_393138.pdf | 1 | CE¦CSFM¦RoHS¦UL Listed¦UL864¦UL916 | 5 years | N |  | Y | N | N | Clear | 10 Amp | 24 Vac/dc | 1 | SPDT | 10 Million Cycles Minimum Mechanical | -30 to 140 F |  | 16in | 600V
RIB24C-FA-RD | Building Automation | Relays | Polarized | Polarized Relay, 10 Amp SPDT, 24 Vac/dc Coil, Red Housing | 1.7 | 2.8 | 1.5 | 0.277 | 8536.49.0075 | US - United States | https://www.functionaldevices.com/downloads/datasheets/RIB24C-FA.pdf | https://www.functionaldevices.com/downloads/datasheets/RIB24C-FA.pdf | https://www.functionaldevices.com/downloads/products/RIB24C-FA-RD.jpg | https://www.functionaldevices.com/downloads/products/RIB24C-FA-RD.jpg |  | 1 | CE¦CSFM¦RoHS¦UL Listed¦UL864¦UL916 | 5 years | N |  | Y | N | N | Red | 10 Amp | 24 Vac/dc | 1 | SPDT | 10 Million Cycles Minimum Mechanical | -30 to 140 F |  | 16in | 600V
RIB24P | Building Automation | Relays | Power | Power Relay, 20 Amp DPDT, 24 Vac/dc Coil, NEMA 1 Housing | 2.3 | 3.2 | 1.8 | 0.738 | 8536.49.0075 | US - United States | https://www.functionaldevices.com/downloads/datasheets/RIB24P.pdf | https://www.functionaldevices.com/downloads/datasheets/RIB24P.pdf | https://www.functionaldevices.com/downloads/products/RIB24P.jpg | https://www.functionaldevices.com/downloads/products/RIB24P.jpg |  | 1 | CE¦CSFM¦RoHS¦UL Listed¦UL864¦UL916 | 5 years | N |  | Y | N | N | Gray | 20 Amp | 24 Vac/dc | 1 | DPDT | 10 Million Cycles Minimum Mechanical | -30 to 140 F |  | 16in | 600V
RIB24P30 | Building Automation | Relays | Power | Power Relay, 30 Amp DPDT, 24 Vac/dc Coil, NEMA 1 Housing | 2.3 | 3.2 | 1.8 | 0.855 | 8536.49.0075 | US - United States | https://www.functionaldevices.com/downloads/datasheets/RIB24P30.pdf | https://www.functionaldevices.com/downloads/datasheets/RIB24P30.pdf | https://www.functionaldevices.com/downloads/products/RIB24P30.jpg | https://www.functionaldevices.com/downloads/products/RIB24P30.jpg |  | 1 | CE¦CSFM¦RoHS¦UL Listed¦UL864¦UL916 | 5 years | N |  | Y | N | N | Gray | 30 Amp | 24 Vac/dc | 1 | DPDT | 10 Million Cycles Minimum Mechanical | -30 to 140 F |  | 16in | 600V
RIB24P-FA | Building Automation | Relays | Polarized | Polarized Relay, 20 Amp DPDT, 24 Vac/dc Coil, NEMA 1 Housing | 2.3 | 3.2 | 1.8 | 0.713 | 8536.49.0075 | US - United States | https://www.functionaldevices.com/downloads/datasheets/RIB24P-FA.pdf | https://www.functionaldevices.com/downloads/datasheets/RIB24P-FA.pdf | https://www.functionaldevices.com/downloads/products/RIB24P-FA.jpg | https://www.functionaldevices.com/downloads/products/RIB24P-FA.jpg |  | 1 | CE¦CSFM¦RoHS¦UL Listed¦UL864¦UL916 | 5 years | N |  | Y | N | N | Gray | 20 Amp | 24 Vac/dc | 1 | DPDT | 10 Million Cycles Minimum Mechanical | -30 to 140 F |  | 16in | 600V
RIB24S-FA | Building Automation | Relays | Polarized | Polarized Relay 10 Amp SPST-N/O + Override, 24 Vac/dc Coil, NEMA 1 Housing | 1.7 | 2.8 | 1.5 | 0.291 | 8536.49.0075 | US - United States | https://www.functionaldevices.com/downloads/datasheets/RIB24S-FA.pdf | https://www.functionaldevices.com/downloads/datasheets/RIB24S-FA.pdf | https://www.functionaldevices.com/downloads/products/RIB24S-FA.jpg | https://www.functionaldevices.com/downloads/products/RIB24S-FA.jpg |  | 1 | CE¦CSFM¦RoHS¦UL Listed¦UL864¦UL916 | 5 years | N |  | Y | N | N | Gray | 10 Amp | 24 Vac/dc | 1 | SPST-N/O | 10 Million Cycles Minimum Mechanical | -30 to 140 F |  | 16in | 600V
RIB24S-FA-NC | Building Automation | Relays | Polarized | Polarized Relay 10 Amp SPST-N/C + Override, 24 Vac/dc Coil, NEMA 1 Housing | 1.7 | 2.8 | 1.5 | 0.291 | 8536.49.0075 | US - United States | https://www.functionaldevices.com/downloads/datasheets/RIB24S-FA.pdf | https://www.functionaldevices.com/downloads/datasheets/RIB24S-FA.pdf | https://www.functionaldevices.com/downloads/products/RIB24S-FA.jpg | https://www.functionaldevices.com/downloads/products/RIB24S-FA.jpg |  | 1 | CE¦CSFM¦RoHS¦UL Listed¦UL864¦UL916 | 5 years | N |  | Y | N | N | Gray | 10 Amp | 24 Vac/dc | 1 | SPST-N/O | 10 Million Cycles Minimum Mechanical | -30 to 140 F |  | 16in | 600V
RIB24S-FA-RD | Building Automation | Relays | Polarized | Polarized Relay 10 Amp SPST-N/O + Override, 24 Vac/dc Coil, Red Housing | 1.7 | 2.8 | 1.5 | 0.336 | 8536.49.0075 | US - United States | https://www.functionaldevices.com/downloads/datasheets/RIB24S-FA.pdf | https://www.functionaldevices.com/downloads/datasheets/RIB24S-FA.pdf | https://www.functionaldevices.com/downloads/products/RIB24S-FA-RD.jpg | https://www.functionaldevices.com/downloads/products/RIB24S-FA-RD.jpg |  | 1 | CE¦CSFM¦RoHS¦UL Listed¦UL864¦UL916 | 5 years | N |  | Y | N | N | Red | 10 Amp | 24 Vac/dc | 1 | SPST-N/O | 10 Million Cycles Minimum Mechanical | -30 to 140 F |  | 16in | 600V
RIB24Z | Building Automation | Relays | Power | Power Relay, 30 Amp SPST-N/O + SPST-N/C, 24 Vac/dc Coil, NEMA 1 Housing | 2.3 | 3.2 | 1.8 | 0.73 | 8536.49.0075 | US - United States | https://www.functionaldevices.com/downloads/datasheets/RIB24Z.pdf | https://www.functionaldevices.com/downloads/datasheets/RIB24Z.pdf | https://www.functionaldevices.com/downloads/products/RIB24Z.jpg | https://www.functionaldevices.com/downloads/products/RIB24Z.jpg |  | 1 | CE¦CSFM¦RoHS¦UL Listed¦UL864¦UL916 | 5 years | N |  | Y | N | N | Gray | 30 Amp | 24 Vac/dc | 1 | 1 SPST-N/O, 1 SPST-N/C | 10 Million Cycles Minimum Mechanical | -30 to 140 F |  | 16in | 600V
RIB347P | Building Automation | Relays | Power | Power Relay, 20 Amp DPDT, 347 Vac Coil, NEMA 1 Housing | 4 | 4 | 1.8 | 0.952 | 8536.49.0075 | US - United States | https://www.functionaldevices.com/downloads/datasheets/RIB347P.pdf | https://www.functionaldevices.com/downloads/datasheets/RIB347P.pdf | https://www.functionaldevices.com/downloads/products/RIB347P.jpg | https://www.functionaldevices.com/downloads/products/RIB347P.jpg |  | 1 | CE¦CSFM¦RoHS¦UL Listed¦UL864¦UL916 | 5 years | N |  | Y | N | N | Gray | 20 Amp | 347Vac/dc | 1 | DPDT | 10 Million Cycles Minimum Mechanical | -30 to 140 F |  | 16in | 600V
RIBAN12C | Building Automation | Relays | Pilot | Pilot Relay, 10 Amp SPDT, 12 Vac/dc Coil, DIN Rail Mountable, Current Sensor Mount Option, 2.75" Track Mount | 1.025 | 2.75 | 2.85 | 0.114 | 8536.49.0075 | US - United States | https://www.functionaldevices.com/downloads/datasheets/RIBAN12C.pdf | https://www.functionaldevices.com/downloads/datasheets/RIBAN12C.pdf | https://www.functionaldevices.com/downloads/products/RIBAN12C.jpg | https://www.functionaldevices.com/downloads/products/RIBAN12C.jpg | https://www.functionaldevices.com/downloads/bulletins/B1392_393155.pdf | 1 | CE¦RoHS¦UL Listed¦UL508 | 5 years | N |  | Y | N | N | Gray | 10 Amp | 12Vac/dc | 1 | SPDT | 10 Million Cycles Minimum Mechanical | -30 to 140 F
RIBAN24C | Building Automation | Relays | Pilot | Pilot Relay, 10 Amp SPDT, 24 Vac/dc Coil, DIN Rail Mountable, Current Sensor Mount Option, 2.75" Track Mount | 1.025 | 2.75 | 2.85 | 0.114 | 8536.49.0075 | US - United States | https://www.functionaldevices.com/downloads/datasheets/RIBAN24C.pdf | https://www.functionaldevices.com/downloads/datasheets/RIBAN24C.pdf | https://www.functionaldevices.com/downloads/products/RIBAN24C.jpg | https://www.functionaldevices.com/downloads/products/RIBAN24C.jpg | https://www.functionaldevices.com/downloads/bulletins/B1392_393155.pdf | 1 | CE¦RoHS¦UL Listed¦UL508 | 5 years | N |  | Y | N | N | Gray | 10 Amp | 24 Vac/dc | 1 | SPDT | 10 Million Cycles Minimum Mechanical | -30 to 140 F
RIBD01BDC | Building Automation | Relays | Dry Contact | Time Delay Dry Contact Relay, 20 Amp SPDT, Class 2 Dry Contact Input, 120 Vac Power Input, NEMA 1 Housing | 4 | 4 | 1.8 | 0.781 | 8536.49.0075 | US - United States | https://www.functionaldevices.com/downloads/datasheets/RIBD01BDC.pdf | https://www.functionaldevices.com/downloads/datasheets/RIBD01BDC.pdf | https://www.functionaldevices.com/downloads/products/RIBD01BDC.jpg | https://www.functionaldevices.com/downloads/products/RIBD01BDC.jpg |  | 1 | CE¦RoHS¦UL Listed¦UL916 | 5 years | N |  | Y | N | N | Gray | 20 Amp | 120 Vac | 1 | SPDT | 10 Million Cycles Minimum Mechanical | -30 to 140 F |  | 16in | 600V
RIBD02BDC | Building Automation | Relays | Dry Contact | Time Delay Dry Contact Relay, 20 Amp SPDT, Class 2 Dry Contact Input, 208-277 Vac Power Input, NEMA 1 Housing | 4 | 4 | 1.8 | 0.538 | 8536.49.0075 | US - United States | https://www.functionaldevices.com/downloads/datasheets/RIBD02BDC.pdf | https://www.functionaldevices.com/downloads/datasheets/RIBD02BDC.pdf | https://www.functionaldevices.com/downloads/products/RIBD02BDC.jpg | https://www.functionaldevices.com/downloads/products/RIBD02BDC.jpg |  | 1 | CE¦RoHS¦UL Listed¦UL916 | 5 years | N |  | Y | N | N | Gray | 20 Amp | 208-277Vac | 1 | SPDT | 10 Million Cycles Minimum Mechanical | -30 to 140 F |  | 16in | 600V
RIBD2421C | Building Automation | Relays | Pilot | Time Delay Pilot Relay, 10 Amp SPDT, 24 Vac/dc/120-277 Vac Coil, NEMA 1 Housing | 4 | 4 | 1.8 | 0.664 | 8536.49.0075 | US - United States | https://www.functionaldevices.com/downloads/datasheets/RIBD2421C.pdf | https://www.functionaldevices.com/downloads/datasheets/RIBD2421C.pdf | https://www.functionaldevices.com/downloads/products/RIBD2421C.jpg | https://www.functionaldevices.com/downloads/products/RIBD2421C.jpg |  | 1 | CE¦CSFM¦RoHS¦UL Listed¦UL864¦UL916 | 5 years | N |  | Y | N | N | Gray | 10 Amp | 24 Vac/dc 120/208-277Vac | 1 | SPDT | 10 Million Cycles Minimum Mechanical | -30 to 140 F |  | 16in | 600V
RIBH1C | Building Automation | Relays | Pilot | Pilot Relay, 10 Amp SPDT, 10-30 Vac/dc/208-277 Vac Coil, NEMA 1 Housing | 1.7 | 2.8 | 1.5 | 0.37 | 8536.49.0075 | US - United States | https://www.functionaldevices.com/downloads/datasheets/RIBH1C.pdf | https://www.functionaldevices.com/downloads/datasheets/RIBH1C.pdf | https://www.functionaldevices.com/downloads/products/RIBH1C.jpg | https://www.functionaldevices.com/downloads/products/RIBH1C.jpg |  | 1 | CE¦CSFM¦RoHS¦UL Listed¦UL864¦UL916 | 5 years | N |  | Y | N | N | Gray | 10 Amp | 10-30Vac/dc 208-277Vac | 1 | SPDT | 10 Million Cycles Minimum Mechanical | -30 to 140 F |  | 16in | 600V
RIBH1C-N4 | Building Automation | Relays | Pilot | Pilot Relay, 10 Amp SPDT, 10-30 Vac/dc/208-277 Vac Coil, NEMA 4X Clear Housing | 1.7 | 2.8 | 1.5 | 0.378 | 8536.49.0075 | US - United States | https://www.functionaldevices.com/downloads/datasheets/RIBH1C.pdf | https://www.functionaldevices.com/downloads/datasheets/RIBH1C.pdf | https://www.functionaldevices.com/downloads/products/RIBH1C-N4.jpg | https://www.functionaldevices.com/downloads/products/RIBH1C-N4.jpg | https://www.functionaldevices.com/downloads/bulletins/B1308_393138.pdf | 1 | CE¦RoHS¦UL Listed¦UL508 | 5 years | N |  | Y | N | N | Clear | 10 Amp | 10-30Vac/dc 208-277Vac | 1 | SPDT | 10 Million Cycles Minimum Mechanical | -30 to 140 F |  | 16in | 600V
RIBH1C-RD | Building Automation | Relays | Pilot | Pilot Relay, 10 Amp SPDT, 10-30 Vac/dc/208-277 Vac Coil, Red Housing | 1.7 | 2.8 | 1.5 | 0.375 | 8536.49.0075 | US - United States | https://www.functionaldevices.com/downloads/datasheets/RIBH1C.pdf | https://www.functionaldevices.com/downloads/datasheets/RIBH1C.pdf | https://www.functionaldevices.com/downloads/products/RIBH1C-RD.jpg | https://www.functionaldevices.com/downloads/products/RIBH1C-RD.jpg |  | 1 | CE¦CSFM¦RoHS¦UL Listed¦UL864¦UL916 | 5 years | N |  | Y | N | N | Red | 10 Amp | 10-30Vac/dc 208-277Vac | 1 | SPDT | 10 Million Cycles Minimum Mechanical | -30 to 140 F |  | 16in | 600V
RIBH1CW | Building Automation | Relays | Pilot | Pilot Relay, 15 Amp SPDT, 10-30 Vac/dc/208-277 Vac Coil, Hi/Lo Vertical Separation, NEMA 1 Housing | 4 | 4 | 1.8 | 0.58 | 8536.49.0075 | US - United States | https://www.functionaldevices.com/downloads/datasheets/RIBH1CW.pdf | https://www.functionaldevices.com/downloads/datasheets/RIBH1CW.pdf | https://www.functionaldevices.com/downloads/products/RIBH1CW.jpg | https://www.functionaldevices.com/downloads/products/RIBH1CW.jpg |  | 1 | CE¦CSFM¦RoHS¦UL Listed¦UL864¦UL916 | 5 years | N |  | Y | N | N | Gray | 15 Amp | 10-30Vac/dc 208-277Vac | 1 | SPDT | 10 Million Cycles Minimum Mechanical | -30 to 140 F |  | 16in | 600V
RIBH1S | Building Automation | Relays | Pilot | Pilot Relay, 10 Amp SPST-N/O + Override, 10-30 Vac/dc/208-277 Vac Coil, NEMA 1 Housing | 2.3 | 3.2 | 1.8 | 0.475 | 8536.49.0075 | US - United States | https://www.functionaldevices.com/downloads/datasheets/RIBH1S.pdf | https://www.functionaldevices.com/downloads/datasheets/RIBH1S.pdf | https://www.functionaldevices.com/downloads/products/RIBH1S.jpg | https://www.functionaldevices.com/downloads/products/RIBH1S.jpg |  | 1 | CE¦CSFM¦RoHS¦UL Listed¦UL864¦UL916 | 5 years | N |  | Y | N | N | Gray | 10 Amp | 10-30Vac/dc 208-277Vac | 1 | SPST-N/O | 10 Million Cycles Minimum Mechanical | -30 to 140 F |  | 16in | 600V
RIBH1SC | Building Automation | Relays | Pilot | Pilot Relay, 10 Amp SPDT + Override, 10-30 Vac/dc/208-277 Vac Coil, NEMA 1 Housing | 2.3 | 3.2 | 1.8 | 0.53 | 8536.49.0075 | US - United States | https://www.functionaldevices.com/downloads/datasheets/RIBH1SC.pdf | https://www.functionaldevices.com/downloads/datasheets/RIBH1SC.pdf | https://www.functionaldevices.com/downloads/products/RIBH1SC.jpg | https://www.functionaldevices.com/downloads/products/RIBH1SC.jpg |  | 1 | CE¦CSFM¦RoHS¦UL Listed¦UL864¦UL916 | 5 years | N |  | Y | N | N | Gray | 10 Amp | 10-30Vac/dc 208-277Vac | 1 | SPDT | 10 Million Cycles Minimum Mechanical | -30 to 140 F |  | 16in | 600V
RIBH1SM-250 | Building Automation | Relays | Pilot | Pilot Relay, 10 Amp SPST-N/O + Override + Monitor, 10-30 Vac/dc/208-277 Vac Coil, NEMA 1 Housing | 2.3 | 3.2 | 1.8 | 0.598 | 8536.49.0075 | US - United States | https://www.functionaldevices.com/downloads/datasheets/RIBH1SM-250.pdf | https://www.functionaldevices.com/downloads/datasheets/RIBH1SM-250.pdf | https://www.functionaldevices.com/downloads/products/RIBH1SM-250.jpg | https://www.functionaldevices.com/downloads/products/RIBH1SM-250.jpg |  | 1 | CE¦CSFM¦RoHS¦UL Listed¦UL864¦UL916 | 5 years | N |  | Y | N | N | Gray | 10 Amp | 10-30Vac/dc 208-277Vac | 1 | SPST-N/O | 10 Million Cycles Minimum Mechanical | -30 to 140 F |  | 16in | 600V
RIBH1SM-250-NC | Building Automation | Relays | Pilot | Pilot Relay, 10 Amp SPST-N/C + Override + Monitor, 10-30 Vac/dc/208-277 Vac Coil, NEMA 1 Housing | 2.3 | 3.2 | 1.8 | 0.598 | 8536.49.0075 | US - United States | https://www.functionaldevices.com/downloads/datasheets/RIBH1SM-250.pdf | https://www.functionaldevices.com/downloads/datasheets/RIBH1SM-250.pdf | https://www.functionaldevices.com/downloads/products/RIBH1SM-250-NC.jpg | https://www.functionaldevices.com/downloads/products/RIBH1SM-250-NC.jpg |  | 1 | CE¦CSFM¦RoHS¦UL Listed¦UL864¦UL916 | 5 years | N |  | Y | N | N | Gray | 10 Amp | 10-30Vac/dc 208-277Vac | 1 | SPST-N/C | 10 Million Cycles Minimum Mechanical | -30 to 140 F |  | 16in | 600V
RIBH1S-NC | Building Automation | Relays | Pilot | Pilot Relay, 10 Amp SPST N/C + Override, 10-30 Vac/dc/208-277 Vac Coil, NEMA 1 Housing | 2.3 | 3.2 | 1.8 | 0.5 | 8536.49.0075 | US - United States | https://www.functionaldevices.com/downloads/datasheets/RIBH1S.pdf | https://www.functionaldevices.com/downloads/datasheets/RIBH1S.pdf | https://www.functionaldevices.com/downloads/products/RIBH1S-NC.jpg | https://www.functionaldevices.com/downloads/products/RIBH1S-NC.jpg |  | 1 | CE¦CSFM¦RoHS¦UL Listed¦UL864¦UL916 | 5 years | N |  | Y | N | N | Gray | 10 Amp | 10-30Vac/dc 208-277Vac | 1 | SPST-N/C | 10 Million Cycles Minimum Mechanical | -30 to 140 F |  | 16in | 600V
RIBH2C | Building Automation | Relays | Pilot | Pilot Relays, 10 Amp 2 SPDT, 10-30 Vac/dc/208-277 Vac Coil, NEMA 1 Housing | 2.3 | 3.2 | 1.8 | 0.661 | 8536.49.0075 | US - United States | https://www.functionaldevices.com/downloads/datasheets/RIBH2C.pdf | https://www.functionaldevices.com/downloads/datasheets/RIBH2C.pdf | https://www.functionaldevices.com/downloads/products/RIBH2C.jpg | https://www.functionaldevices.com/downloads/products/RIBH2C.jpg |  | 1 | CE¦CSFM¦RoHS¦UL Listed¦UL864¦UL916 | 5 years | N |  | Y | N | N | Gray | 10 Amp | 10-30Vac/dc 208-277Vac | 2 | 2 SPDT | 10 Million Cycles Minimum Mechanical | -30 to 140 F |  | 16in | 600V
RIBHX24BA | Building Automation | Current Sensors | Current Sensor & Relay Combos¦Current Sensors | Current Switch and Relay Combination, 20 Amp SPST-N/O, Adjustable, 24 Vac/dc Coil, NEMA 1 Housing | 1.7 | 2.8 | 1.5 | 0.407 | 8536.49.0075 | US - United States | https://www.functionaldevices.com/downloads/datasheets/RIBHX24BA.pdf | https://www.functionaldevices.com/downloads/datasheets/RIBHX24BA.pdf | https://www.functionaldevices.com/downloads/products/RIBHX24BA.jpg | https://www.functionaldevices.com/downloads/products/RIBHX24BA.jpg | https://www.functionaldevices.com/downloads/bulletins/B2100_393248.pdf | 1 | CE¦RoHS¦UL Listed¦UL916 | 5 years | N |  | Y | N | N | Gray | 20 Amp | 24 Vac/dc | 1 | SPST-N/O | 10 Million Cycles Minimum Mechanical | -30 to 140 F |  | 16in | 600V
RIBHX24BA-RD | Building Automation | Current Sensors | Current Sensor & Relay Combos¦Current Sensors | Current Switch and Relay Combination, 20 Amp SPST-N/O, Adjustable, 24 Vac/dc Coil, Red Housing | 1.7 | 2.8 | 1.5 | 0.407 | 8536.49.0075 | US - United States | https://www.functionaldevices.com/downloads/datasheets/RIBHX24BA.pdf | https://www.functionaldevices.com/downloads/datasheets/RIBHX24BA.pdf | https://www.functionaldevices.com/downloads/products/RIBHX24BA-RD.jpg | https://www.functionaldevices.com/downloads/products/RIBHX24BA-RD.jpg | https://www.functionaldevices.com/downloads/bulletins/B2100_393248.pdf | 1 | CE¦RoHS¦UL Listed¦UL916 | 5 years | N |  | Y | N | N | Red | 20 Amp | 24 Vac/dc | 1 | SPST-N/O | 10 Million Cycles Minimum Mechanical | -30 to 140 F |  | 16in | 600V
RIBHX24BF | Building Automation | Current Sensors | Current Sensor & Relay Combos¦Current Sensors | Current Switch and Relay Combination, 20 Amp SPST-N/O, Fixed, 24 Vac/dc Coil, NEMA 1 Housing | 1.7 | 2.8 | 1.5 | 0.407 | 8536.49.0075 | US - United States | https://www.functionaldevices.com/downloads/datasheets/RIBHX24BF.pdf | https://www.functionaldevices.com/downloads/datasheets/RIBHX24BF.pdf | https://www.functionaldevices.com/downloads/products/RIBHX24BF.jpg | https://www.functionaldevices.com/downloads/products/RIBHX24BF.jpg |  | 1 | CE¦RoHS¦UL Listed¦UL916 | 5 years | N |  | Y | N | N | Gray | 20 Amp | 24 Vac/dc | 1 | SPST-N/O | 10 Million Cycles Minimum Mechanical | -30 to 140 F |  | 16in | 600V
RIBHX24BF-N4 | Building Automation | Current Sensors | Current Sensor & Relay Combos¦Current Sensors | Current Switch and Relay Combination, 20 Amp SPST-N/O, Fixed, 24 Vac/dc Coil, NEMA 4X Clear Housing | 1.7 | 2.8 | 1.5 | 0.407 | 8536.49.0075 | US - United States | https://www.functionaldevices.com/downloads/datasheets/RIBHX24BF.pdf | https://www.functionaldevices.com/downloads/datasheets/RIBHX24BF.pdf | https://www.functionaldevices.com/downloads/products/RIBHX24BF-N4.jpg | https://www.functionaldevices.com/downloads/products/RIBHX24BF-N4.jpg | https://www.functionaldevices.com/downloads/bulletins/B1308_393138.pdf | 1 | CE¦RoHS¦UL Listed¦UL916 | 5 years | N |  | Y | N | N | Clear | 20 Amp | 24 Vac/dc | 1 | SPST-N/O | 10 Million Cycles Minimum Mechanical | -30 to 140 F |  | 16in | 600V
RIBHX24BF-RD | Building Automation | Current Sensors | Current Sensor & Relay Combos¦Current Sensors | Current Switch and Relay Combination, 20 Amp SPST-N/O, Fixed, 24 Vac/dc Coil, Red Housing | 1.7 | 2.8 | 1.5 | 0.407 | 8536.49.0075 | US - United States | https://www.functionaldevices.com/downloads/datasheets/RIBHX24BF.pdf | https://www.functionaldevices.com/downloads/datasheets/RIBHX24BF.pdf | https://www.functionaldevices.com/downloads/products/RIBHX24BF-RD.jpg | https://www.functionaldevices.com/downloads/products/RIBHX24BF-RD.jpg |  | 1 | CE¦RoHS¦UL Listed¦UL916 | 5 years | N |  | Y | N | N | Red | 20 Amp | 24 Vac/dc | 1 | SPST-N/O | 10 Million Cycles Minimum Mechanical | -30 to 140 F |  | 16in | 600V
RIBL12B | Building Automation | Relays | Latching | Mechanically Latching Relay, 20 Amp SPST, 12 Vac/dc Coil, NEMA 1 Housing | 1.7 | 2.8 | 1.5 | 0.42 | 8536.49.0075 | US - United States | https://www.functionaldevices.com/downloads/datasheets/RIBL12B.pdf | https://www.functionaldevices.com/downloads/datasheets/RIBL12B.pdf | https://www.functionaldevices.com/downloads/products/RIBL12B.jpg | https://www.functionaldevices.com/downloads/products/RIBL12B.jpg |  | 1 | CE¦RoHS¦UL Listed¦UL60947 | 5 years | N |  | Y | N | N | Gray | 20 Amp | 12Vac/dc | 1 | SPST | 10 Million Cycles Minimum Mechanical | -30 to 140 F |  | 16in | 600V
RIBL12BM | Building Automation | Relays | Latching | Mechanically Latching Relay, 20 Amp SPST, 12 Vac/dc Coil, Status LED, Auxiliary Output, NEMA 1 Housing | 2.3 | 3.2 | 1.8 | 0.49 | 8536.49.0075 | US - United States | https://www.functionaldevices.com/downloads/datasheets/RIBL12BM.pdf | https://www.functionaldevices.com/downloads/datasheets/RIBL12BM.pdf | https://www.functionaldevices.com/downloads/products/RIBL12BM.jpg | https://www.functionaldevices.com/downloads/products/RIBL12BM.jpg |  | 1 | CE¦RoHS¦UL Listed¦UL60947 | 5 years | N |  | Y | N | N | Gray | 20 Amp | 12Vac/dc | 1 | SPST | 1 Million Cycles Minimum Mechanical | -30 to 140 F |  | 16in | 600V
RIBL12SB | Building Automation | Relays | Latching | Mechanically Latching Relay, 20 Amp SPST + True Override, 12 Vac/dc Coil, NEMA 1 Housing | 1.7 | 2.8 | 1.5 | 0.42 | 8536.49.0075 | US - United States | https://www.functionaldevices.com/downloads/datasheets/RIBL12SB.pdf | https://www.functionaldevices.com/downloads/datasheets/RIBL12SB.pdf | https://www.functionaldevices.com/downloads/products/RIBL12SB.jpg | https://www.functionaldevices.com/downloads/products/RIBL12SB.jpg |  | 1 | CE¦RoHS¦UL Listed¦UL60947 | 5 years | N |  | Y | N | N | Gray | 20 Amp | 12Vac/dc | 1 | SPST | 1 Million Cycles Minimum Mechanical | -30 to 140 F |  | 16in | 600V
RIBL12SBM | Building Automation | Relays | Latching | Mechanically Latching Relay, 20 Amp SPST + True Override, 12 Vac/dc Coil, Status LED, Auxiliary Output, NEMA 1 Housing | 2.3 | 3.2 | 1.8 | 0.49 | 8536.49.0075 | US - United States | https://www.functionaldevices.com/downloads/datasheets/RIBL12SBM.pdf | https://www.functionaldevices.com/downloads/datasheets/RIBL12SBM.pdf | https://www.functionaldevices.com/downloads/products/RIBL12SBM.jpg | https://www.functionaldevices.com/downloads/products/RIBL12SBM.jpg |  | 1 | CE¦RoHS¦UL Listed¦UL60947 | 5 years | N |  | Y | N | N | Gray | 20 Amp | 12Vac/dc | 1 | SPST | 1 Million Cycles Minimum Mechanical | -30 to 140 F |  | 16in | 600V
RIBL1C-DC | Building Automation | Relays | Pilot | Pilot Relay, 10 Amp SPDT, 10-30 Vdc Limited Inrush Coil, NEMA 1 Housing | 1.7 | 2.8 | 1.5 | 0.358 | 8536.49.0075 | US - United States | https://www.functionaldevices.com/downloads/datasheets/RIBL1C-DC.pdf | https://www.functionaldevices.com/downloads/datasheets/RIBL1C-DC.pdf | https://www.functionaldevices.com/downloads/products/RIBL1C-DC.jpg | https://www.functionaldevices.com/downloads/products/RIBL1C-DC.jpg |  | 1 | CE¦CSFM¦RoHS¦UL Listed¦UL864¦UL916 | 5 years | N |  | Y | N | N | Gray | 10 Amp | 10-30Vdc | 1 | SPDT | 10 Million Cycles Minimum Mechanical | -30 to 140 F |  | 16in | 600V
RIBL1C-DC-N4 | Building Automation | Relays | Pilot | Pilot Relay, 10 Amp SPDT, 10-30 Vdc Limited Inrush Coil, NEMA 4X Clear Housing | 1.7 | 2.8 | 1.5 | 0.358 | 8536.49.0075 | US - United States | https://www.functionaldevices.com/downloads/datasheets/RIBL1C-DC.pdf | https://www.functionaldevices.com/downloads/datasheets/RIBL1C-DC.pdf | https://www.functionaldevices.com/downloads/products/RIBL1C-DC-N4.jpg | https://www.functionaldevices.com/downloads/products/RIBL1C-DC-N4.jpg | https://www.functionaldevices.com/downloads/bulletins/B1308_393138.pdf | 1 | CE¦RoHS¦UL Listed¦UL508 | 5 years | N |  | Y | N | N | Clear | 10 Amp | 10-30Vdc | 1 | SPDT | 10 Million Cycles Minimum Mechanical | -30 to 140 F |  | 16in | 600V
RIBL1C-DC-RD | Building Automation | Relays | Pilot | Pilot Relay, 10 Amp SPDT, 10-30 Vdc Limited Inrush Coil, Red Housing | 1.7 | 2.8 | 1.5 | 0.358 | 8536.49.0075 | US - United States | https://www.functionaldevices.com/downloads/datasheets/RIBL1C-DC.pdf | https://www.functionaldevices.com/downloads/datasheets/RIBL1C-DC.pdf | https://www.functionaldevices.com/downloads/products/RIBL1C-DC-RD.jpg | https://www.functionaldevices.com/downloads/products/RIBL1C-DC-RD.jpg |  | 1 | CE¦CSFM¦RoHS¦UL Listed¦UL864¦UL916 | 5 years | N |  | Y | N | N | Red | 10 Amp | 10-30Vdc | 1 | SPDT | 10 Million Cycles Minimum Mechanical | -30 to 140 F |  | 16in | 600V
RIBL24B | Building Automation | Relays | Latching | Mechanically Latching Relay, 20 Amp SPST, 24 Vac/dc Coil, NEMA 1 Housing | 1.7 | 2.8 | 1.5 | 0.42 | 8536.49.0075 | US - United States | https://www.functionaldevices.com/downloads/datasheets/RIBL24B.pdf | https://www.functionaldevices.com/downloads/datasheets/RIBL24B.pdf | https://www.functionaldevices.com/downloads/products/RIBL24B.jpg | https://www.functionaldevices.com/downloads/products/RIBL24B.jpg |  | 1 | CE¦RoHS¦UL Listed¦UL60947 | 5 years | N |  | Y | N | N | Gray | 20 Amp | 24 Vac/dc | 1 | SPST | 1 Million Cycles Minimum Mechanical | -30 to 140 F |  | 16in | 600V
RIBL24BM | Building Automation | Relays | Latching | Mechanically Latching Relay, 20 Amp SPST, 24 Vac/dc Coil, Status LED, Auxiliary Output, NEMA 1 Housing | 2.3 | 3.2 | 1.8 | 0.613 | 8536.49.0075 | US - United States | https://www.functionaldevices.com/downloads/datasheets/RIBL24BM.pdf | https://www.functionaldevices.com/downloads/datasheets/RIBL24BM.pdf | https://www.functionaldevices.com/downloads/products/RIBL24BM.jpg | https://www.functionaldevices.com/downloads/products/RIBL24BM.jpg |  | 1 | CE¦RoHS¦UL Listed¦UL60947 | 5 years | N |  | Y | N | N | Gray | 20 Amp | 24 Vac/dc | 1 | SPST | 1 Million Cycles Minimum Mechanical | -30 to 140 F |  | 16in | 600V
RIBL24B-RD | Building Automation | Relays | Latching | Mechanically Latching Relay, 20 Amp SPST, 24 Vac/dc Coil, Red Housing | 1.7 | 2.8 | 1.5 | 0.42 | 8536.49.0075 | US - United States | https://www.functionaldevices.com/downloads/datasheets/RIBL24B.pdf | https://www.functionaldevices.com/downloads/datasheets/RIBL24B.pdf | https://www.functionaldevices.com/downloads/products/RIBL24B-RD.jpg | https://www.functionaldevices.com/downloads/products/RIBL24B-RD.jpg |  | 1 | CE¦RoHS¦UL Listed¦UL60947 | 5 years | N |  | Y | N | N | Red | 20 Amp | 24 Vac/dc | 1 | SPST | 1 Million Cycles Minimum Mechanical | -30 to 140 F |  | 16in | 600V
RIBL24SB | Building Automation | Relays | Latching | Mechanically Latching Relay, 20 Amp SPST + True Override, 24 Vac/dc Coil, NEMA 1 Housing | 1.7 | 2.8 | 1.5 | 0.42 | 8536.49.0075 | US - United States | https://www.functionaldevices.com/downloads/datasheets/RIBL24SB.pdf | https://www.functionaldevices.com/downloads/datasheets/RIBL24SB.pdf | https://www.functionaldevices.com/downloads/products/RIBL24SB.jpg | https://www.functionaldevices.com/downloads/products/RIBL24SB.jpg |  | 1 | CE¦RoHS¦UL Listed¦UL60947 | 5 years | N |  | Y | N | N | Gray | 20 Amp | 24 Vac/dc | 1 | SPST | 1 Million Cycles Minimum Mechanical | -30 to 140 F |  | 16in | 600V
RIBL24SBM | Building Automation | Relays | Latching | Mechanically Latching Relay, 20 Amp SPST + True Override, 24 Vac/dc Coil, Status LED, Auxiliary Output, NEMA 1 Housing | 2.3 | 3.2 | 1.8 | 0.49 | 8536.49.0075 | US - United States | https://www.functionaldevices.com/downloads/datasheets/RIBL24SBM.pdf | https://www.functionaldevices.com/downloads/datasheets/RIBL24SBM.pdf | https://www.functionaldevices.com/downloads/products/RIBL24SBM.jpg | https://www.functionaldevices.com/downloads/products/RIBL24SBM.jpg |  | 1 | CE¦RoHS¦UL Listed¦UL60947 | 5 years | N |  | Y | N | N | Gray | 20 Amp | 24 Vac/dc | 1 | SPST | 1 Million Cycles Minimum Mechanical | -30 to 140 F |  | 16in | 600V
RIBL24SB-RD | Building Automation | Relays | Latching | Mechanically Latching Relay, 20 Amp SPST + True Override, 24 Vac/dc Coil, Red Housing | 1.7 | 2.8 | 1.5 | 0.59 | 8536.49.0075 | US - United States | https://www.functionaldevices.com/downloads/datasheets/RIBL24SB.pdf | https://www.functionaldevices.com/downloads/datasheets/RIBL24SB.pdf | https://www.functionaldevices.com/downloads/products/RIBL24SB-RD.jpg | https://www.functionaldevices.com/downloads/products/RIBL24SB-RD.jpg |  | 1 | CE¦RoHS¦UL Listed¦UL60947 | 5 years | N |  | Y | N | N | Red | 20 Amp | 24 Vac/dc | 1 | SPST | 1 Million Cycles Minimum Mechanical | -30 to 140 F |  | 16in | 600V
RIBL3C | Building Automation | Relays | Pilot | Pilot Relays, 10 Amp 3 SPST-N/O, 10-30 Vac/dc Coil, NEMA 1 Housing | 4 | 4 | 1.8 | 0.904 | 8536.49.0075 | US - United States | https://www.functionaldevices.com/downloads/datasheets/RIBL3C.pdf | https://www.functionaldevices.com/downloads/datasheets/RIBL3C.pdf | https://www.functionaldevices.com/downloads/products/RIBL3C.jpg | https://www.functionaldevices.com/downloads/products/RIBL3C.jpg |  | 1 | CE¦CSFM¦RoHS¦UL Listed¦UL864¦UL916 | 5 years | N |  | Y | N | N | Gray | 10 Amp | 10-30Vac/dc | 3 | 3 SPST-N/O | 10 Million Cycles Minimum Mechanical | -30 to 140 F |  | 16in | 600V
RIBL3C-NC | Building Automation | Relays | Pilot | Pilot Relays, 10 Amp 3 SPST-N/C, 10-30 Vac/dc Coil, NEMA 1 Housing | 4 | 4 | 1.8 | 0.948 | 8536.49.0075 | US - United States | https://www.functionaldevices.com/downloads/datasheets/RIBL3C.pdf | https://www.functionaldevices.com/downloads/datasheets/RIBL3C.pdf | https://www.functionaldevices.com/downloads/products/RIBL3C-NC.jpg | https://www.functionaldevices.com/downloads/products/RIBL3C-NC.jpg |  | 1 | CE¦CSFM¦RoHS¦UL Listed¦UL864¦UL916 | 5 years | N |  | Y | N | N | Gray | 10 Amp | 10-30Vac/dc | 3 | 3 SPST-N/C | 10 Million Cycles Minimum Mechanical | -30 to 140 F |  | 16in | 600V
RIBL4C | Building Automation | Relays | Pilot | Pilot Relays, 10 Amp 3 SPST-N/O + 1 SPDT, 10-30 Vac/dc Coil, NEMA 1 Housing | 4 | 4 | 1.8 | 1.081 | 8536.49.0075 | US - United States | https://www.functionaldevices.com/downloads/datasheets/RIBL4C.pdf | https://www.functionaldevices.com/downloads/datasheets/RIBL4C.pdf | https://www.functionaldevices.com/downloads/products/RIBL4C.jpg | https://www.functionaldevices.com/downloads/products/RIBL4C.jpg |  | 1 | CE¦CSFM¦RoHS¦UL Listed¦UL864¦UL916 | 5 years | N |  | Y | N | N | Gray | 10 Amp | 10-30Vac/dc | 4 | 3 SPST-N/O + 1 SPDT | 10 Million Cycles Minimum Mechanical | -30 to 140 F |  | 16in | 600V
RIBL4C-NC | Building Automation | Relays | Pilot | Pilot Relays, 10 Amp 3 SPST-N/C + 1 SPDT, 10-30 Vac/dc Coil, NEMA 1 Housing | 4 | 4 | 1.8 | 1.076 | 8536.49.0075 | US - United States | https://www.functionaldevices.com/downloads/datasheets/RIBL4C.pdf | https://www.functionaldevices.com/downloads/datasheets/RIBL4C.pdf | https://www.functionaldevices.com/downloads/products/RIBL4C-NC.jpg | https://www.functionaldevices.com/downloads/products/RIBL4C-NC.jpg |  | 1 | CE¦CSFM¦RoHS¦UL Listed¦UL864¦UL916 | 5 years | N |  | Y | N | N | Gray | 10 Amp | 10-30Vac/dc | 4 | 3 SPST-N/C + 1 SPDT | 10 Million Cycles Minimum Mechanical | -30 to 140 F |  | 16in | 600V
RIBLB | Building Automation | Specialty Peripheral Controls | Fan Safety Alarm Circuits | AHU Fan Safety Alarm Circuit, 24 Vac/dc Power Input, NEMA 1 Housing | 4.28 | 7 | 2 | 0.845 | 8536.49.0075 | US - United States | https://www.functionaldevices.com/downloads/datasheets/RIBLB.pdf | https://www.functionaldevices.com/downloads/datasheets/RIBLB.pdf | https://www.functionaldevices.com/downloads/products/RIBLB.jpg | https://www.functionaldevices.com/downloads/products/RIBLB.jpg | https://www.functionaldevices.com/downloads/bulletins/B725_393063.pdf | 1 | CE¦RoHS¦UL Listed¦UL864 | 5 years | N |  | Y | N | N | Gray |  | 24 Vac/dc | 5 |  | 10 Million Cycles Minimum Mechanical | -30 to 140 F
RIBLB-2 | Building Automation | Specialty Peripheral Controls | Fan Safety Alarm Circuits | AHU Fan Safety Alarm and General Purpose Logic Circuit, 24 Vac/dc Power Input, 2 Alarm Inputs all with N/C Outputs, NEMA 1 Housing | 4.28 | 7 | 2 | 0.845 | 8536.49.0075 | US - United States | https://www.functionaldevices.com/downloads/datasheets/RIBLB_SERIES.pdf | https://www.functionaldevices.com/downloads/datasheets/RIBLB_SERIES.pdf | https://www.functionaldevices.com/downloads/products/RIBLB-2.jpg | https://www.functionaldevices.com/downloads/products/RIBLB-2.jpg | https://www.functionaldevices.com/downloads/bulletins/B898_393074.pdf¦https://www.functionaldevices.com/downloads/bulletins/B1811_393226.pdf | 1 | CE¦RoHS¦UL Listed¦UL864 | 5 years | N |  | Y | N | N | Green |  | 24 Vac/dc | 3 |  | 10 Million Cycles Minimum Mechanical | -30 to 140 F
RIBLB-4 | Building Automation | Specialty Peripheral Controls | Fan Safety Alarm Circuits | AHU Fan Safety Alarm and General Purpose Logic Circuit, 24 Vac/dc Power Input, 4 Alarm Inputs all with N/C Outputs, NEMA 1 Housing | 4.28 | 7 | 2 | 1.192 | 8536.49.0075 | US - United States | https://www.functionaldevices.com/downloads/datasheets/RIBLB_SERIES.pdf | https://www.functionaldevices.com/downloads/datasheets/RIBLB_SERIES.pdf | https://www.functionaldevices.com/downloads/products/RIBLB-4.jpg | https://www.functionaldevices.com/downloads/products/RIBLB-4.jpg | https://www.functionaldevices.com/downloads/bulletins/B897_393073.pdf¦https://www.functionaldevices.com/downloads/bulletins/B1811_393226.pdf | 1 | CE¦RoHS¦UL Listed¦UL864 | 5 years | N |  | Y | N | N | Green |  | 24 Vac/dc | 5 |  | 10 Million Cycles Minimum Mechanical | -30 to 140 F
RIBLB-6 | Building Automation | Specialty Peripheral Controls | Fan Safety Alarm Circuits | AHU Fan Safety Alarm and General Purpose Logic Circuit, 24 Vac/dc Power Input, 6 Alarm Inputs all with N/C Outputs, NEMA 1 Housing | 4.28 | 7 | 2 | 1.236 | 8536.49.0075 | US - United States | https://www.functionaldevices.com/downloads/datasheets/RIBLB_SERIES.pdf | https://www.functionaldevices.com/downloads/datasheets/RIBLB_SERIES.pdf | https://www.functionaldevices.com/downloads/products/RIBLB-6.jpg | https://www.functionaldevices.com/downloads/products/RIBLB-6.jpg | https://www.functionaldevices.com/downloads/bulletins/B863_393069.pdf¦https://www.functionaldevices.com/downloads/bulletins/B1811_393226.pdf | 1 | CE¦RoHS¦UL Listed¦UL864 | 5 years | N |  | Y | N | N | Green |  | 24 Vac/dc | 7 |  | 10 Million Cycles Minimum Mechanical | -30 to 140 F
RIBM013PN | Building Automation | Relays | Power | Power Relay, 30 Amp 3PDT, 120 Vac Coil, 4.00" Track Mount | 2.45 | 4 | 1.75 | 0.368 | 8536.49.0075 | US - United States | https://www.functionaldevices.com/downloads/datasheets/RIBM013PN.pdf | https://www.functionaldevices.com/downloads/datasheets/RIBM013PN.pdf | https://www.functionaldevices.com/downloads/products/RIBM013PN.jpg | https://www.functionaldevices.com/downloads/products/RIBM013PN.jpg |  | 1 | CE¦RoHS¦CSFM¦UL Component Recognized | 5 years | N |  | Y | N | N | Green | 30 Amp | 120 Vac | 1 | 3PDT | 10 Million Cycles Minimum Mechanical | -30 to 140 F
RIBM013PNDC | Building Automation | Relays | Dry Contact | Dry Contact Relay, 30 Amp 3PDT, Class 2 Dry Contact Input, 120 Vac Power Input, 4.00" Track Mount | 2.875 | 4 | 1.75 | 0.402 | 8536.49.0075 | US - United States | https://www.functionaldevices.com/downloads/datasheets/RIBM013PNDC.pdf | https://www.functionaldevices.com/downloads/datasheets/RIBM013PNDC.pdf | https://www.functionaldevices.com/downloads/products/RIBM013PNDC.jpg | https://www.functionaldevices.com/downloads/products/RIBM013PNDC.jpg |  | 1 | CE¦RoHS¦UL Component Recognized | 5 years | N |  | Y | N | N | Green | 30 Amp | 120 Vac | 1 | 3PDT | 10 Million Cycles Minimum Mechanical | -30 to 140 F
RIBM01ZNDC | Building Automation | Relays | Dry Contact | Dry Contact Relay, 30 Amp DPDT, Class 2 Dry Contact Input, 120 Vac Power Input, 4.00" Track Mount | 2.875 | 4 | 1.75 | 0.352 | 8536.49.0075 | US - United States | https://www.functionaldevices.com/downloads/datasheets/RIBM01ZNDC.pdf | https://www.functionaldevices.com/downloads/datasheets/RIBM01ZNDC.pdf | https://www.functionaldevices.com/downloads/products/RIBM01ZNDC.jpg | https://www.functionaldevices.com/downloads/products/RIBM01ZNDC.jpg |  | 1 | CE¦RoHS¦UL Component Recognized | 5 years | N |  | Y | N | N | Green | 30 Amp | 120 Vac | 1 | DPDT | 10 Million Cycles Minimum Mechanical | -30 to 140 F
RIBM023PN | Building Automation | Relays | Power | Power Relay, 30 Amp 3PDT, 208-277 Vac Coil, 4.00" Track Mount | 2.45 | 4 | 1.75 | 0.396 | 8536.49.0075 | US - United States | https://www.functionaldevices.com/downloads/datasheets/RIBM023PN.pdf | https://www.functionaldevices.com/downloads/datasheets/RIBM023PN.pdf | https://www.functionaldevices.com/downloads/products/RIBM023PN.jpg | https://www.functionaldevices.com/downloads/products/RIBM023PN.jpg |  | 1 | CE¦RoHS¦CSFM¦UL Component Recognized | 5 years | N |  | Y | N | N | Green | 30 Amp | 208-277Vac | 1 | 3PDT | 10 Million Cycles Minimum Mechanical | -30 to 140 F
RIBM02ZNDC | Building Automation | Relays | Dry Contact | Dry Contact Relay, 30 Amp DPDT, Class 2 Dry Contact Input, 208-277 Vac Power Input, 4.00" Track Mount | 2.875 | 4 | 1.75 | 0.356 | 8536.49.0075 | US - United States | https://www.functionaldevices.com/downloads/datasheets/RIBM02ZNDC.pdf | https://www.functionaldevices.com/downloads/datasheets/RIBM02ZNDC.pdf | https://www.functionaldevices.com/downloads/products/RIBM02ZNDC.jpg | https://www.functionaldevices.com/downloads/products/RIBM02ZNDC.jpg |  | 1 | CE¦RoHS¦UL Component Recognized | 5 years | N |  | Y | N | N | Green | 30 Amp | 208-277Vac | 1 | DPDT | 10 Million Cycles Minimum Mechanical | -30 to 140 F
RIBM043PN | Building Automation | Relays | Power | Power Relay, 30 Amp 3PDT, 480 Vac Coil, 4.00" Track Mount | 2.45 | 4 | 1.75 | 0.358 | 8536.49.0075 | US - United States | https://www.functionaldevices.com/downloads/datasheets/RIBM043PN.pdf | https://www.functionaldevices.com/downloads/datasheets/RIBM043PN.pdf | https://www.functionaldevices.com/downloads/products/RIBM043PN.jpg | https://www.functionaldevices.com/downloads/products/RIBM043PN.jpg |  | 1 | CE¦RoHS¦CSFM¦UL Component Recognized | 5 years | N |  | Y | N | N | Green | 30 Amp | 480Vac | 1 | 3PDT | 10 Million Cycles Minimum Mechanical | -30 to 140 F
RIBM043PN-HD | Building Automation | Relays | Power | Heavy Duty Relay, 30 Amp 3PDT, 480 Vac Coil, For Use in More Transient Prone Environments, 4.00" x 3.25" Track Mount | 2.45 | 4 | 1.75 | 0.49 | 8536.49.0075 | US - United States | https://www.functionaldevices.com/downloads/datasheets/RIBM043PN-HD.pdf | https://www.functionaldevices.com/downloads/datasheets/RIBM043PN-HD.pdf | https://www.functionaldevices.com/downloads/products/RIBM043PN-HD.jpg | https://www.functionaldevices.com/downloads/products/RIBM043PN-HD.jpg |  | 1 | CE¦RoHS¦CSFM¦UL Component Recognized | 5 years | N |  | Y | N | N | Green | 30 Amp | 480Vac | 1 | 3PDT | 10 Million Cycles Minimum Mechanical | -30 to 140 F
RIBM12C | Building Automation | Relays | Power | Pilot Relay, 15 Amp SPDT, 12 Vac/dc Coil, 4.00" Track Mount | 1.25 | 4 | 1.75 | 0.111 | 8536.49.0075 | US - United States | https://www.functionaldevices.com/downloads/datasheets/RIBM12C.pdf | https://www.functionaldevices.com/downloads/datasheets/RIBM12C.pdf | https://www.functionaldevices.com/downloads/products/RIBM12C.jpg | https://www.functionaldevices.com/downloads/products/RIBM12C.jpg | https://www.functionaldevices.com/downloads/bulletins/B776_393066.pdf | 1 | CE¦CSFM¦RoHS¦UL Listed¦UL864¦UL916 | 5 years | N |  | Y | N | N | Green | 15 Amp | 12Vac/dc | 1 | SPDT | 10 Million Cycles Minimum Mechanical | -30 to 140 F
RIBM12S | Building Automation | Relays | Power | Pilot Relay, 15 Amp SPST + Override, 12 Vac/dc Coil, 4.00" Track Mount | 1.25 | 4 | 1.75 | 0.127 | 8536.49.0075 | US - United States | https://www.functionaldevices.com/downloads/datasheets/RIBM12S.pdf | https://www.functionaldevices.com/downloads/datasheets/RIBM12S.pdf | https://www.functionaldevices.com/downloads/products/RIBM12S.jpg | https://www.functionaldevices.com/downloads/products/RIBM12S.jpg | https://www.functionaldevices.com/downloads/bulletins/B1589_393182.pdf | 1 | CE¦CSFM¦RoHS¦UL Listed¦UL864¦UL916 | 5 years | N |  | Y | N | N | Green | 15 Amp | 12Vac/dc | 1 | SPST | 10 Million Cycles Minimum Mechanical | -30 to 140 F
RIBM2401B | Building Automation | Relays | Power | Power Relay, 20 Amp SPDT, 24 Vac/dc/120 Vac Coil, 4.00" Track Mount | 1.25 | 4 | 1.75 | 0.165 | 8536.49.0075 | US - United States | https://www.functionaldevices.com/downloads/datasheets/RIBM2401B.pdf | https://www.functionaldevices.com/downloads/datasheets/RIBM2401B.pdf | https://www.functionaldevices.com/downloads/products/RIBM2401B.jpg | https://www.functionaldevices.com/downloads/products/RIBM2401B.jpg | https://www.functionaldevices.com/downloads/bulletins/B525_393016.pdf | 1 | CE¦CSFM¦RoHS¦UL Listed¦UL864¦UL916 | 5 years | N |  | Y | N | N | Green | 20 Amp | 24 Vac/dc 120 Vac | 1 | SPDT | 10 Million Cycles Minimum Mechanical | -30 to 140 F
RIBM2401D | Building Automation | Relays | Power | Pilot Relay, 10 Amp DPDT, 24 Vac/dc/120 Vac Coil, 4.00" Track Mount | 1.25 | 4 | 1.75 | 0.16 | 8536.49.0075 | US - United States | https://www.functionaldevices.com/downloads/datasheets/RIBM2401D.pdf | https://www.functionaldevices.com/downloads/datasheets/RIBM2401D.pdf | https://www.functionaldevices.com/downloads/products/RIBM2401D.jpg | https://www.functionaldevices.com/downloads/products/RIBM2401D.jpg |  | 1 | CE¦CSFM¦RoHS¦UL Listed¦UL864¦UL916 | 5 years | N |  | Y | N | N | Green | 10 Amp | 24 Vac/dc 120 Vac | 1 | DPDT | 10 Million Cycles Minimum Mechanical | -30 to 140 F
RIBM2401SB | Building Automation | Relays | Power | Power Relay, 20 Amp SPST + Override, 24 Vac/dc/120 Vac Coil, 4.00" Track Mount | 1.6 | 4 | 1.75 | 0.208 | 8536.49.0075 | US - United States | https://www.functionaldevices.com/downloads/datasheets/RIBM2401SB.pdf | https://www.functionaldevices.com/downloads/datasheets/RIBM2401SB.pdf | https://www.functionaldevices.com/downloads/products/RIBM2401SB.jpg | https://www.functionaldevices.com/downloads/products/RIBM2401SB.jpg | https://www.functionaldevices.com/downloads/bulletins/B526_393017.pdf | 1 | CE¦CSFM¦RoHS¦UL Listed¦UL864¦UL916 | 5 years | N |  | Y | N | N | Green | 20 Amp | 24 Vac/dc 120 Vac | 1 | SPST | 10 Million Cycles Minimum Mechanical | -30 to 140 F
RIBM2401SBC | Building Automation | Relays | Power | Power Relay, 20 Amp SPDT + Override, 24 Vac/dc/120 Vac Coil, 4.00" Track Mount | 2.35 | 4 | 1.75 | 0.248 | 8536.49.0075 | US - United States | https://www.functionaldevices.com/downloads/datasheets/RIBM2401SBC.pdf | https://www.functionaldevices.com/downloads/datasheets/RIBM2401SBC.pdf | https://www.functionaldevices.com/downloads/products/RIBM2401SBC.jpg | https://www.functionaldevices.com/downloads/products/RIBM2401SBC.jpg |  | 1 | CE¦CSFM¦RoHS¦UL Listed¦UL864¦UL916 | 5 years | N |  | Y | N | N | Green | 20 Amp | 24 Vac/dc 120 Vac | 1 | SPDT | 10 Million Cycles Minimum Mechanical | -30 to 140 F
RIBM2402B | Building Automation | Relays | Power | Power Relay, 20 Amp SPDT, 24 Vac/dc/208-277 Vac Coil, 4.00" Track Mount | 1.25 | 4 | 1.75 | 0.178 | 8536.49.0075 | US - United States | https://www.functionaldevices.com/downloads/datasheets/RIBM2402B.pdf | https://www.functionaldevices.com/downloads/datasheets/RIBM2402B.pdf | https://www.functionaldevices.com/downloads/products/RIBM2402B.jpg | https://www.functionaldevices.com/downloads/products/RIBM2402B.jpg | https://www.functionaldevices.com/downloads/bulletins/B539_393021.pdf | 1 | CE¦CSFM¦RoHS¦UL Listed¦UL864¦UL916 | 5 years | N |  | Y | N | N | Green | 20 Amp | 24 Vac/dc 208-277Vac | 1 | SPDT | 10 Million Cycles Minimum Mechanical | -30 to 140 F
RIBM2402D | Building Automation | Relays | Power | Pilot Relay, 10 Amp DPDT, 24 Vac/dc/208-277 Vac Coil, 4.00" Track Mount | 1.7 | 4 | 1.75 | 0.172 | 8536.49.0075 | US - United States | https://www.functionaldevices.com/downloads/datasheets/RIBM2402D.pdf | https://www.functionaldevices.com/downloads/datasheets/RIBM2402D.pdf | https://www.functionaldevices.com/downloads/products/RIBM2402D.jpg | https://www.functionaldevices.com/downloads/products/RIBM2402D.jpg |  | 1 | CE¦CSFM¦RoHS¦UL Listed¦UL864¦UL916 | 5 years | N |  | Y | N | N | Green | 10 Amp | 24 Vac/dc 208-277Vac | 1 | DPDT | 10 Million Cycles Minimum Mechanical | -30 to 140 F
RIBM2402SB | Building Automation | Relays | Power | Power Relay, 20 Amp SPST + Override, 24 Vac/dc/208-277 Vac Coil, 4.00" Track Mount | 1.6 | 4 | 1.75 | 0.214 | 8536.49.0075 | US - United States | https://www.functionaldevices.com/downloads/datasheets/RIBM2402SB.pdf | https://www.functionaldevices.com/downloads/datasheets/RIBM2402SB.pdf | https://www.functionaldevices.com/downloads/products/RIBM2402SB.jpg | https://www.functionaldevices.com/downloads/products/RIBM2402SB.jpg | https://www.functionaldevices.com/downloads/bulletins/B519_393012.pdf | 1 | CE¦CSFM¦RoHS¦UL Listed¦UL864¦UL916 | 5 years | N |  | Y | N | N | Green | 20 Amp | 24 Vac/dc 208-277Vac | 1 | SPST | 10 Million Cycles Minimum Mechanical | -30 to 140 F
RIBM2402SBC | Building Automation | Relays | Power | Power Relay, 20 Amp SPDT + Override, 24 Vac/dc/208-277 Vac Coil, 4.00" Track Mount | 2.35 | 4 | 1.75 | 0.248 | 8536.49.0075 | US - United States | https://www.functionaldevices.com/downloads/datasheets/RIBM2402SBC.pdf | https://www.functionaldevices.com/downloads/datasheets/RIBM2402SBC.pdf | https://www.functionaldevices.com/downloads/products/RIBM2402SBC.jpg | https://www.functionaldevices.com/downloads/products/RIBM2402SBC.jpg |  | 1 | CE¦CSFM¦RoHS¦UL Listed¦UL864¦UL916 | 5 years | N |  | Y | N | N | Green | 20 Amp | 24 Vac/dc 208-277Vac | 1 | SPDT | 10 Million Cycles Minimum Mechanical | -30 to 140 F
RIBM243PN | Building Automation | Relays | Power | Power Relay, 30 Amp 3PDT, 24 Vac/dc Coil, 4.00" Track Mount | 2.45 | 4 | 1.75 | 0.327 | 8536.49.0075 | US - United States | https://www.functionaldevices.com/downloads/datasheets/RIBM243PN.pdf | https://www.functionaldevices.com/downloads/datasheets/RIBM243PN.pdf | https://www.functionaldevices.com/downloads/products/RIBM243PN.jpg | https://www.functionaldevices.com/downloads/products/RIBM243PN.jpg |  | 1 | CE¦RoHS¦CSFM¦UL Component Recognized | 5 years | N |  | Y | N | N | Green | 30 Amp | 24 Vac/dc | 1 | 3PDT | 10 Million Cycles Minimum Mechanical | -30 to 140 F
RIBM24C | Building Automation | Relays | Pilot | Pilot Relay, 15 Amp SPDT, 24 Vac/dc Coil, 4.00" Track Mount | 1.25 | 4 | 1.75 | 0.114 | 8536.49.0075 | US - United States | https://www.functionaldevices.com/downloads/datasheets/RIBM24C.pdf | https://www.functionaldevices.com/downloads/datasheets/RIBM24C.pdf | https://www.functionaldevices.com/downloads/products/RIBM24C.jpg | https://www.functionaldevices.com/downloads/products/RIBM24C.jpg | https://www.functionaldevices.com/downloads/bulletins/B776_393066.pdf | 1 | CE¦CSFM¦RoHS¦UL Listed¦UL864¦UL916 | 5 years | N |  | Y | N | N | Green | 15 Amp | 24 Vac/dc | 1 | SPDT | 10 Million Cycles Minimum Mechanical | -30 to 140 F
RIBM24S | Building Automation | Relays | Pilot | Pilot Relay, 15 Amp SPST + Override, 24 Vac/dc Coil, 4.00" Track Mount | 1.25 | 4 | 1.75 | 0.127 | 8536.49.0075 | US - United States | https://www.functionaldevices.com/downloads/datasheets/RIBM24S.pdf | https://www.functionaldevices.com/downloads/datasheets/RIBM24S.pdf | https://www.functionaldevices.com/downloads/products/RIBM24S.jpg | https://www.functionaldevices.com/downloads/products/RIBM24S.jpg | https://www.functionaldevices.com/downloads/bulletins/B1589_393182.pdf | 1 | CE¦CSFM¦RoHS¦UL Listed¦UL864¦UL916 | 5 years | N |  | Y | N | N | Green | 15 Amp | 24 Vac/dc | 1 | SPST | 10 Million Cycles Minimum Mechanical | -30 to 140 F
RIBM24ZL | Building Automation | Relays | Power | Power Relay, 30 Amp DPST-N/O, 24 Vac/dc Coil, 4.00" Track Mount | 2.35 | 4 | 1.75 | 0.404 | 8536.49.0075 | US - United States | https://www.functionaldevices.com/downloads/datasheets/RIBM24ZL.pdf | https://www.functionaldevices.com/downloads/datasheets/RIBM24ZL.pdf | https://www.functionaldevices.com/downloads/products/RIBM24ZL.jpg | https://www.functionaldevices.com/downloads/products/RIBM24ZL.jpg |  | 1 | CE¦CSFM¦RoHS¦UL Listed¦UL864¦UL916 | 5 years | N |  | Y | N | N | Green | 30 Amp | 24 Vac/dc | 1 | DPST-N/O | 10 Million Cycles Minimum Mechanical | -30 to 140 F
RIBM24ZL-NC | Building Automation | Relays | Power | Power Relay, 30 Amp DPST-N/C, 24 Vac/dc Coil, 4.00" Track Mount | 2.35 | 4 | 2.75 | 0.432 | 8536.49.0075 | US - United States | https://www.functionaldevices.com/downloads/datasheets/RIBM24ZL.pdf | https://www.functionaldevices.com/downloads/datasheets/RIBM24ZL.pdf | https://www.functionaldevices.com/downloads/products/RIBM24ZL-NC.jpg | https://www.functionaldevices.com/downloads/products/RIBM24ZL-NC.jpg |  | 1 | CE¦CSFM¦RoHS¦UL Listed¦UL864¦UL916 | 5 years | N |  | Y | N | N | Green | 30 Amp | 24 Vac/dc | 1 | DPST-N/C | 10 Million Cycles Minimum Mechanical | -30 to 140 F
RIBM24ZL-NONC | Building Automation | Relays | Power | Power Relay, 30 Amp DPST-N/O/N/C, 24 Vac/dc Coil, 4.00" Track Mount | 2.35 | 4 | 2.75 | 0.2 | 8536.49.0075 | US - United States | https://www.functionaldevices.com/downloads/datasheets/RIBM24ZL.pdf | https://www.functionaldevices.com/downloads/datasheets/RIBM24ZL.pdf | https://www.functionaldevices.com/downloads/products/RIBM24ZL-NONC.jpg | https://www.functionaldevices.com/downloads/products/RIBM24ZL-NONC.jpg |  | 1 | CE¦CSFM¦RoHS¦UL Listed¦UL864¦UL916 | 5 years | N |  | Y | N | N | Green | 30 Amp | 24 Vac/dc | 1 | DPST-NONC | 10 Million Cycles Minimum Mechanical | -30 to 140 F
RIBM24ZN | Building Automation | Relays | Power | Power Relay, 30 Amp DPDT, 24 Vac/dc Coil, 4.00" Track Mount | 1.6 | 4 | 1.75 | 0.284 | 8536.49.0075 | US - United States | https://www.functionaldevices.com/downloads/datasheets/RIBM24ZN.pdf | https://www.functionaldevices.com/downloads/datasheets/RIBM24ZN.pdf | https://www.functionaldevices.com/downloads/products/RIBM24ZN.jpg | https://www.functionaldevices.com/downloads/products/RIBM24ZN.jpg |  | 1 | CE¦RoHS¦CSFM¦UL Component Recognized | 5 years | N |  | Y | N | N | Green | 30 Amp | 24 Vac/dc | 1 | DPDT | 10 Million Cycles Minimum Mechanical | -30 to 140 F
RIBME2401B | Building Automation | Relays | Optoisolated | Low Input/Optoisolated Relay, 20 Amp SPDT, 24 Vac/dc/120 Vac Power Input, 5-25 Vac/dc Control Input, 4.00" Track Mount | 2.05 | 4 | 1.75 | 0.198 | 8536.49.0075 | US - United States | https://www.functionaldevices.com/downloads/datasheets/RIBME2401B.pdf | https://www.functionaldevices.com/downloads/datasheets/RIBME2401B.pdf | https://www.functionaldevices.com/downloads/products/RIBME2401B.jpg | https://www.functionaldevices.com/downloads/products/RIBME2401B.jpg | https://www.functionaldevices.com/downloads/bulletins/B534_393019.pdf | 1 | CE¦CSFM¦RoHS¦UL Listed¦UL864¦UL916 | 5 years | N |  | Y | N | N | Green | 20 Amp | 24 Vac/dc 120 Vac | 1 | SPDT | 10 Million Cycles Minimum Mechanical | -30 to 140 F
RIBME2402B | Building Automation | Relays | Optoisolated | Low Input/Optoisolated Relay, 20 Amp SPDT, 24 Vac/dc/208-277 Vac Power Input, 5-25 Vac/dc Control Input, 4.00" Track Mount | 2.05 | 4 | 1.75 | 0.226 | 8536.49.0075 | US - United States | https://www.functionaldevices.com/downloads/datasheets/RIBME2402B.pdf | https://www.functionaldevices.com/downloads/datasheets/RIBME2402B.pdf | https://www.functionaldevices.com/downloads/products/RIBME2402B.jpg | https://www.functionaldevices.com/downloads/products/RIBME2402B.jpg | https://www.functionaldevices.com/downloads/bulletins/B550_393031.pdf | 1 | CE¦CSFM¦RoHS¦UL Listed¦UL864¦UL916 | 5 years | N |  | Y | N | N | Green | 20 Amp | 24 Vac/dc 208-277Vac | 1 | SPDT | 10 Million Cycles Minimum Mechanical | -30 to 140 F
RIBMH1C | Building Automation | Relays | Pilot | Pilot Relay, 15 Amp SPDT, 10-30 Vac/dc/208-277 Vac Coil, 4.00" Track Mount | 1.25 | 4 | 1.75 | 0.18 | 8536.49.0075 | US - United States | https://www.functionaldevices.com/downloads/datasheets/RIBMH1C.pdf | https://www.functionaldevices.com/downloads/datasheets/RIBMH1C.pdf | https://www.functionaldevices.com/downloads/products/RIBMH1C.jpg | https://www.functionaldevices.com/downloads/products/RIBMH1C.jpg | https://www.functionaldevices.com/downloads/bulletins/B1190_393108.pdf¦https://www.functionaldevices.com/downloads/bulletins/B1998_393242.pdf | 1 | CE¦CSFM¦RoHS¦UL Listed¦UL864¦UL916 | 5 years | N |  | Y | N | N | Green | 15 Amp | 10-30Vac/dc 208-277Vac | 1 | SPDT | 10 Million Cycles Minimum Mechanical | -30 to 140 F
RIBMH1S | Building Automation | Relays | Pilot | Pilot Relay, 15 Amp SPST-N/O + Override, 10-30 Vac/dc/208-277 Vac Coil, 4.00" Track Mount | 1.25 | 4 | 1.75 | 0.19 | 8536.49.0075 | US - United States | https://www.functionaldevices.com/downloads/datasheets/RIBMH1S.pdf | https://www.functionaldevices.com/downloads/datasheets/RIBMH1S.pdf | https://www.functionaldevices.com/downloads/products/RIBMH1S.jpg | https://www.functionaldevices.com/downloads/products/RIBMH1S.jpg | https://www.functionaldevices.com/downloads/bulletins/B1190_393108.pdf¦https://www.functionaldevices.com/downloads/bulletins/B1998_393242.pdf | 1 | CE¦CSFM¦RoHS¦UL Listed¦UL864¦UL916 | 5 years | N |  | Y | N | N | Green | 15 Amp | 10-30Vac/dc 208-277Vac | 1 | SPST-N/O | 10 Million Cycles Minimum Mechanical | -30 to 140 F
RIBMH1SC | Building Automation | Relays | Pilot | Pilot Relay, 15 Amp SPDT + Override, 10-30 Vac/dc/208-277 Vac Coil, 4.00" Track Mount | 1.5 | 4 | 1.75 | 0.21 | 8536.49.0075 | US - United States | https://www.functionaldevices.com/downloads/datasheets/RIBMH1SC.pdf | https://www.functionaldevices.com/downloads/datasheets/RIBMH1SC.pdf | https://www.functionaldevices.com/downloads/products/RIBMH1SC.jpg | https://www.functionaldevices.com/downloads/products/RIBMH1SC.jpg | https://www.functionaldevices.com/downloads/bulletins/B1190_393108.pdf¦https://www.functionaldevices.com/downloads/bulletins/B1998_393242.pdf | 1 | CE¦CSFM¦RoHS¦UL Listed¦UL864¦UL916 | 5 years | N |  | Y | N | N | Green | 15 Amp | 10-30Vac/dc 208-277Vac | 1 | SPDT | 10 Million Cycles Minimum Mechanical | -30 to 140 F
RIBMH1SM-250 | Building Automation | Relays | Pilot | Pilot Relay, 15 Amp SPST + Override + Monitor, 10-30 Vac/dc/208-277 Vac Coil, 4.00" Track Mount | 2 | 4 | 1.75 | 0.29 | 8536.49.0075 | US - United States | https://www.functionaldevices.com/downloads/datasheets/RIBMH1SM-250.pdf | https://www.functionaldevices.com/downloads/datasheets/RIBMH1SM-250.pdf | https://www.functionaldevices.com/downloads/products/RIBMH1SM-250.jpg | https://www.functionaldevices.com/downloads/products/RIBMH1SM-250.jpg | https://www.functionaldevices.com/downloads/bulletins/B1407_393160.pdf | 1 | CE¦CSFM¦RoHS¦UL Listed¦UL864¦UL916 | 5 years | N |  | Y | N | N | Green | 15 Amp | 10-30Vac/dc 208-277Vac | 1 | SPST | 10 Million Cycles Minimum Mechanical | -30 to 140 F
RIBMH1S-NC | Building Automation | Relays | Pilot | Pilot Relay, 15 Amp SPST-N/C + Override, 10-30 Vac/dc/208-277 Vac Coil, 4.00" Track Mount | 1.25 | 4 | 1.75 | 0.2 | 8536.49.0075 | US - United States | https://www.functionaldevices.com/downloads/datasheets/RIBMH1S.pdf | https://www.functionaldevices.com/downloads/datasheets/RIBMH1S.pdf | https://www.functionaldevices.com/downloads/products/RIBMH1S-NC.jpg | https://www.functionaldevices.com/downloads/products/RIBMH1S-NC.jpg | https://www.functionaldevices.com/downloads/bulletins/B1190_393108.pdf¦https://www.functionaldevices.com/downloads/bulletins/B1998_393242.pdf | 1 | CE¦CSFM¦RoHS¦UL Listed¦UL864¦UL916 | 5 years | N |  | Y | N | N | Green | 15 Amp | 10-30Vac/dc 208-277Vac | 1 | SPST-N/C | 10 Million Cycles Minimum Mechanical | -30 to 140 F
RIBMH2C | Building Automation | Relays | Pilot | Pilot Relays 15 Amp 2 SPDT, 10-30 Vac/dc/208-277 Vac Coil, 4.00" Track Mount | 2.45 | 4 | 1.75 | 0.348 | 8536.49.0075 | US - United States | https://www.functionaldevices.com/downloads/datasheets/RIBMH2C.pdf | https://www.functionaldevices.com/downloads/datasheets/RIBMH2C.pdf | https://www.functionaldevices.com/downloads/products/RIBMH2C.jpg | https://www.functionaldevices.com/downloads/products/RIBMH2C.jpg | https://www.functionaldevices.com/downloads/bulletins/B1190_393108.pdf¦https://www.functionaldevices.com/downloads/bulletins/B1998_393242.pdf | 1 | CE¦CSFM¦RoHS¦UL Listed¦UL864¦UL916 | 5 years | N |  | Y | N | N | Green | 15 Amp | 10-30Vac/dc 208-277Vac | 2 | 2 SPDT | 10 Million Cycles Minimum Mechanical | -30 to 140 F
RIBMN12C | Building Automation | Relays | Pilot | Pilot Relay, 15 Amp SPDT, 12 Vac/dc Coil, 2.75" Track Mount | 1.1 | 2.75 | 1.75 | 0.106 | 8536.49.0075 | US - United States | https://www.functionaldevices.com/downloads/datasheets/RIBMN12C.pdf | https://www.functionaldevices.com/downloads/datasheets/RIBMN12C.pdf | https://www.functionaldevices.com/downloads/products/RIBMN12C.jpg | https://www.functionaldevices.com/downloads/products/RIBMN12C.jpg | https://www.functionaldevices.com/downloads/bulletins/B776_393066.pdf | 1 | CE¦CSFM¦RoHS¦UL Listed¦UL864¦UL916 | 5 years | N |  | Y | N | N | Green | 15 Amp | 12Vac/dc | 1 | SPDT | 10 Million Cycles Minimum Mechanical | -30 to 140 F
RIBMN12C-FA | Building Automation | Relays | Polarized | Polarized Relay, 15 Amp SPDT, 12 Vac/dc Coil, 2.75" Track Mount | 1.1 | 2.75 | 1.75 | 0.113 | 8536.49.0075 | US - United States | https://www.functionaldevices.com/downloads/datasheets/RIBMN12C-FA.pdf | https://www.functionaldevices.com/downloads/datasheets/RIBMN12C-FA.pdf | https://www.functionaldevices.com/downloads/products/RIBMN12C-FA.jpg | https://www.functionaldevices.com/downloads/products/RIBMN12C-FA.jpg | https://www.functionaldevices.com/downloads/bulletins/B776_393066.pdf | 1 | CE¦CSFM¦RoHS¦UL Listed¦UL864¦UL916 | 5 years | N |  | Y | N | N | Green | 15 Amp | 12Vac/dc | 1 | SPDT | 10 Million Cycles Minimum Mechanical | -30 to 140 F
RIBMN12S | Building Automation | Relays | Pilot | Pilot Relay, 15 Amp SPST + Override, 12 Vac/dc Coil, 2.75" Track Mount | 1.1 | 2.75 | 1.75 | 0.123 | 8536.49.0075 | US - United States | https://www.functionaldevices.com/downloads/datasheets/RIBMN12S.pdf | https://www.functionaldevices.com/downloads/datasheets/RIBMN12S.pdf | https://www.functionaldevices.com/downloads/products/RIBMN12S.jpg | https://www.functionaldevices.com/downloads/products/RIBMN12S.jpg | https://www.functionaldevices.com/downloads/bulletins/B1589_393182.pdf | 1 | CE¦CSFM¦RoHS¦UL Listed¦UL864¦UL916 | 5 years | N |  | Y | N | N | Green | 15 Amp | 12Vac/dc | 1 | SPST | 10 Million Cycles Minimum Mechanical | -30 to 140 F
RIBMN12S-FA | Building Automation | Relays | Polarized | Polarized Relay, 15 Amp SPST + Override, 12 Vac/dc Coil, 2.75" Track Mount | 1.1 | 2.75 | 1.75 | 0.127 | 8536.49.0075 | US - United States | https://www.functionaldevices.com/downloads/datasheets/RIBMN12S-FA.pdf | https://www.functionaldevices.com/downloads/datasheets/RIBMN12S-FA.pdf | https://www.functionaldevices.com/downloads/products/RIBMN12S-FA.jpg | https://www.functionaldevices.com/downloads/products/RIBMN12S-FA.jpg | https://www.functionaldevices.com/downloads/bulletins/B1589_393182.pdf | 1 | CE¦CSFM¦RoHS¦UL Listed¦UL864¦UL916 | 5 years | N |  | Y | N | N | Green | 15 Amp | 12Vac/dc | 1 | SPST | 10 Million Cycles Minimum Mechanical | -30 to 140 F
RIBMN2401D | Building Automation | Relays | Pilot | Pilot Relay, 10 Amp DPDT, 24 Vac/dc/120 Vac Coil, 2.75" Track Mount | 1.7 | 2.75 | 1.75 | 0.153 | 8536.49.0075 | US - United States | https://www.functionaldevices.com/downloads/datasheets/RIBMN2401D.pdf | https://www.functionaldevices.com/downloads/datasheets/RIBMN2401D.pdf | https://www.functionaldevices.com/downloads/products/RIBMN2401D.jpg | https://www.functionaldevices.com/downloads/products/RIBMN2401D.jpg | https://www.functionaldevices.com/downloads/bulletins/B607_393041.pdf | 1 | CE¦CSFM¦RoHS¦UL Listed¦UL864¦UL916 | 5 years | N |  | Y | N | N | Green | 10 Amp | 24 Vac/dc 120 Vac | 1 | DPDT | 10 Million Cycles Minimum Mechanical | -30 to 140 F
RIBMN24C | Building Automation | Relays | Pilot | Pilot Relay, 15 Amp SPDT, 24 Vac/dc Coil, 2.75" Track Mount | 1.1 | 2.75 | 1.75 | 0.105 | 8536.49.0075 | US - United States | https://www.functionaldevices.com/downloads/datasheets/RIBMN24C.pdf | https://www.functionaldevices.com/downloads/datasheets/RIBMN24C.pdf | https://www.functionaldevices.com/downloads/products/RIBMN24C.jpg | https://www.functionaldevices.com/downloads/products/RIBMN24C.jpg | https://www.functionaldevices.com/downloads/bulletins/B776_393066.pdf | 1 | CE¦CSFM¦RoHS¦UL Listed¦UL864¦UL916 | 5 years | N |  | Y | N | N | Green | 15 Amp | 24 Vac/dc | 1 | SPDT | 10 Million Cycles Minimum Mechanical | -30 to 140 F
RIBMN24C-4T | Building Automation | Relays | Pilot | Four Pilot Relays, 15 Amp SPDT, 24 Vac/dc Coil, 2.75" x 6.00" Track Mount | 1.1 | 2.75 | 1.75 | 0.48 | 8536.49.0075 | US - United States | https://www.functionaldevices.com/downloads/datasheets/RIBMN24C-4T.pdf | https://www.functionaldevices.com/downloads/datasheets/RIBMN24C-4T.pdf | https://www.functionaldevices.com/downloads/products/RIBMN24C-4T.jpg | https://www.functionaldevices.com/downloads/products/RIBMN24C-4T.jpg | https://www.functionaldevices.com/downloads/bulletins/B776_393066.pdf | 1 | CE¦CSFM¦RoHS¦UL Listed¦UL864¦UL916 | 5 years | N |  | Y | N | N | Green | 15 Amp | 24 Vac/dc | 4 | 4 SPDT | 10 Million Cycles Minimum Mechanical | -30 to 140 F
RIBMN24C-FA | Building Automation | Relays | Polarized | Polarized Relay, 15 Amp SPDT, 24 Vac/dc Coil, 2.75" Track Mount | 1.1 | 2.75 | 1.75 | 0.12 | 8536.49.0075 | US - United States | https://www.functionaldevices.com/downloads/datasheets/RIBMN24C-FA.pdf | https://www.functionaldevices.com/downloads/datasheets/RIBMN24C-FA.pdf | https://www.functionaldevices.com/downloads/products/RIBMN24C-FA.jpg | https://www.functionaldevices.com/downloads/products/RIBMN24C-FA.jpg | https://www.functionaldevices.com/downloads/bulletins/B776_393066.pdf | 1 | CE¦CSFM¦RoHS¦UL Listed¦UL864¦UL916 | 5 years | N |  | Y | N | N | Green | 15 Amp | 24 Vac/dc | 1 | SPDT | 10 Million Cycles Minimum Mechanical | -30 to 140 F
RIBMN24Q2C | Building Automation | Specialty Peripheral Controls | I/O Expanders | I/O Expander, 2 Outputs, 24 Vac/dc Power Input, 0-10 Vdc / 0-5 Vdc Control Input, 2.75" Track Mount | 3.1 | 2.75 | 1.75 | 0.29 | 8536.49.0075 | US - United States | https://www.functionaldevices.com/downloads/datasheets/RIBMN24Q2C.pdf | https://www.functionaldevices.com/downloads/datasheets/RIBMN24Q2C.pdf | https://www.functionaldevices.com/downloads/products/RIBMN24Q2C.jpg | https://www.functionaldevices.com/downloads/products/RIBMN24Q2C.jpg | https://www.functionaldevices.com/downloads/bulletins/B920_393082.pdf | 1 | CE¦RoHS¦UL Listed | 5 years | N |  | Y | N | N | Green | 15 Amp | 24 Vac/dc, 0-10Vdc | 2 | 2 SPDT | 10 Million Cycles Minimum Mechanical | -30 to 140 F
RIBMN24Q3C | Building Automation | Specialty Peripheral Controls | I/O Expanders | I/O Expander, 3 Outputs, 24 Vac/dc Power Input, 0-10 Vdc / 0-5 Vdc Control Input, 2.75" Track Mount | 4 | 2.75 | 1.75 | 0.349 | 8536.49.0075 | US - United States | https://www.functionaldevices.com/downloads/datasheets/RIBMN24Q3C.pdf | https://www.functionaldevices.com/downloads/datasheets/RIBMN24Q3C.pdf | https://www.functionaldevices.com/downloads/products/RIBMN24Q3C.jpg | https://www.functionaldevices.com/downloads/products/RIBMN24Q3C.jpg | https://www.functionaldevices.com/downloads/bulletins/B919_393081.pdf | 1 | CE¦RoHS¦UL Listed | 5 years | N |  | Y | N | N | Green | 15 Amp | 24 Vac/dc, 0-10Vdc | 3 | 3 SPDT | 10 Million Cycles Minimum Mechanical | -30 to 140 F
RIBMN24Q4C | Building Automation | Specialty Peripheral Controls | I/O Expanders | I/O Expander, Four Outputs, 24 Vac/dc Power, 0-10 Vdc / 0-5 Vdc Control Input, 2.75" Track Mount | 4.95 | 2.75 | 1.75 | 0.478 | 8536.49.0075 | US - United States | https://www.functionaldevices.com/downloads/datasheets/RIBMN24Q4C.pdf | https://www.functionaldevices.com/downloads/datasheets/RIBMN24Q4C.pdf | https://www.functionaldevices.com/downloads/products/RIBMN24Q4C.jpg | https://www.functionaldevices.com/downloads/products/RIBMN24Q4C.jpg | https://www.functionaldevices.com/downloads/bulletins/B866_393070.pdf | 1 | CE¦RoHS¦UL Listed | 5 years | N |  | Y | N | N | Green | 15 Amp | 24 Vac/dc, 0-10Vdc | 4 | 4 SPDT | 10 Million Cycles Minimum Mechanical | -30 to 140 F
RIBMN24Q4C-PX | Building Automation | Specialty Peripheral Controls | I/O Expanders | Field Adjustable Staging Threshold Relay Module, 4 Outputs, 24 Vac/dc Power Input, 0-10 Vdc Control Input, 2.75" Track Mount | 4.95 | 2.75 | 1.75 | 0.517 | 8536.49.0075 | US - United States | https://www.functionaldevices.com/downloads/datasheets/RIBMN24Q4C-PX.pdf | https://www.functionaldevices.com/downloads/datasheets/RIBMN24Q4C-PX.pdf | https://www.functionaldevices.com/downloads/products/RIBMN24Q4C-PX.jpg | https://www.functionaldevices.com/downloads/products/RIBMN24Q4C-PX.jpg | https://www.functionaldevices.com/downloads/bulletins/B1226_393116.pdf | 1 | CE¦RoHS¦UL Listed | 5 years | N |  | Y | N | N | Green | 15 Amp | 24 Vac/dc, 0-10Vdc | 4 | 4 SPDT | 10 Million Cycles Minimum Mechanical | -30 to 140 F
RIBMN24S | Building Automation | Relays | Pilot | Pilot Relay, 15 Amp SPST + Override, 24 Vac/dc Coil, 2.75" Track Mount | 1.1 | 2.75 | 1.75 | 0.124 | 8536.49.0075 | US - United States | https://www.functionaldevices.com/downloads/datasheets/RIBMN24S.pdf | https://www.functionaldevices.com/downloads/datasheets/RIBMN24S.pdf | https://www.functionaldevices.com/downloads/products/RIBMN24S.jpg | https://www.functionaldevices.com/downloads/products/RIBMN24S.jpg | https://www.functionaldevices.com/downloads/bulletins/B1589_393182.pdf | 1 | CE¦CSFM¦RoHS¦UL Listed¦UL864¦UL916 | 5 years | N |  | Y | N | N | Green | 15 Amp | 24 Vac/dc | 1 | SPST | 10 Million Cycles Minimum Mechanical | -30 to 140 F
RIBMN24S-4T | Building Automation | Relays | Pilot | Four Pilot Relays, 15 Amp SPST + Override, 24 Vac/dc Coil, 2.75" x 6.00" Track Mount | 1.1 | 2.75 | 1.75 | 0.53 | 8536.49.0075 | US - United States | https://www.functionaldevices.com/downloads/datasheets/RIBMN24S-4T.pdf | https://www.functionaldevices.com/downloads/datasheets/RIBMN24S-4T.pdf | https://www.functionaldevices.com/downloads/products/RIBMN24S-4T.jpg | https://www.functionaldevices.com/downloads/products/RIBMN24S-4T.jpg | https://www.functionaldevices.com/downloads/bulletins/B776_393066.pdf | 1 | CE¦CSFM¦RoHS¦UL Listed¦UL864¦UL916 | 5 years | N |  | Y | N | N | Green | 15 Amp | 24 Vac/dc | 4 | 4 SPST | 10 Million Cycles Minimum Mechanical | -30 to 140 F
RIBMN24S-FA | Building Automation | Relays | Polarized | Polarized Relay, 15 Amp SPST + Override, 24 Vac/dc Coil, 2.75" Track Mount | 1.1 | 2.75 | 1.75 | 0.127 | 8536.49.0075 | US - United States | https://www.functionaldevices.com/downloads/datasheets/RIBMN24S-FA.pdf | https://www.functionaldevices.com/downloads/datasheets/RIBMN24S-FA.pdf | https://www.functionaldevices.com/downloads/products/RIBMN24S-FA.jpg | https://www.functionaldevices.com/downloads/products/RIBMN24S-FA.jpg | https://www.functionaldevices.com/downloads/bulletins/B1589_393182.pdf | 1 | CE¦CSFM¦RoHS¦UL Listed¦UL864¦UL916 | 5 years | N |  | Y | N | N | Green | 15 Amp | 24 Vac/dc | 1 | SPST | 10 Million Cycles Minimum Mechanical | -30 to 140 F
RIBMN24S-J | Building Automation | Relays | Pilot | Pilot Relay, 15 Amp SPST + Override, 24 Vac/dc Coil, Jumper Selectable Output, 2.75" Track Mount | 1.25 | 2.75 | 1.75 | 0.129 | 8536.49.0075 | US - United States | https://www.functionaldevices.com/downloads/datasheets/RIBMN24S-J.pdf | https://www.functionaldevices.com/downloads/datasheets/RIBMN24S-J.pdf | https://www.functionaldevices.com/downloads/products/RIBMN24S-J.jpg | https://www.functionaldevices.com/downloads/products/RIBMN24S-J.jpg | https://www.functionaldevices.com/downloads/bulletins/B776_393066.pdf | 1 | CE¦CSFM¦RoHS¦UL Listed¦UL864¦UL916 | 5 years | N |  | Y | N | N | Green | 15 Amp | 24 Vac/dc | 1 | SPST | 10 Million Cycles Minimum Mechanical | -30 to 140 F
RIBMN24ZL | Building Automation | Relays | Pilot | Power Relay, 30 Amp DPST-N/O, 24 Vac/dc Coil, 2.75" Track Mount | 2.35 | 4 | 1.75 | 0.403 | 8536.49.0075 | US - United States | https://www.functionaldevices.com/downloads/datasheets/RIBMN24ZL.pdf | https://www.functionaldevices.com/downloads/datasheets/RIBMN24ZL.pdf | https://www.functionaldevices.com/downloads/products/RIBMN24ZL.jpg | https://www.functionaldevices.com/downloads/products/RIBMN24ZL.jpg |  | 1 | CE¦CSFM¦RoHS¦UL Listed¦UL864¦UL916 | 5 years | N |  | Y | N | N | Green | 30 Amp | 24 Vac/dc | 1 | DPST-N/O | 10 Million Cycles Minimum Mechanical | -30 to 140 F
RIBMN24ZL-NC | Building Automation | Relays | Pilot | Power Relay, 30 Amp DPST-N/C, 24 Vac/dc Coil, 2.75" Track Mount | 2.35 | 4 | 1.75 | 0.38 | 8536.49.0075 | US - United States | https://www.functionaldevices.com/downloads/datasheets/RIBMN24ZL.pdf | https://www.functionaldevices.com/downloads/datasheets/RIBMN24ZL.pdf | https://www.functionaldevices.com/downloads/products/RIBMN24ZL-NC.jpg | https://www.functionaldevices.com/downloads/products/RIBMN24ZL-NC.jpg |  | 1 | CE¦CSFM¦RoHS¦UL Listed¦UL864¦UL916 | 5 years | N |  | Y | N | N | Green | 30 Amp | 24 Vac/dc | 1 | DPST-N/C | 10 Million Cycles Minimum Mechanical | -30 to 140 F
RIBMNA1D0 | Building Automation | Specialty Peripheral Controls | Manual Analog Override Switch | Manual Analog Override Switch + Monitor, 24 Vac/dc Power Input, 2.75" Track Mount | 2.45 | 2.75 | 1.27 | 0.18 | 8536.49.0075 | US - United States | https://www.functionaldevices.com/downloads/datasheets/RIBMNA1D0.pdf | https://www.functionaldevices.com/downloads/datasheets/RIBMNA1D0.pdf | https://www.functionaldevices.com/downloads/products/RIBMNA1D0.jpg | https://www.functionaldevices.com/downloads/products/RIBMNA1D0.jpg | https://www.functionaldevices.com/downloads/bulletins/B1087_393096.pdf | 1 | CE¦RoHS | 5 years | N |  | Y | N | N | Green | 2 Amp | 24 Vac/dc |  |  |  | -30 to 140 F
RIBMNH1C | Building Automation | Relays | Pilot | Pilot Relay, 15 Amp SPDT, 10-30 Vac/dc/208-277 Vac Coil, 2.75" Track Mount | 1.7 | 2.75 | 1.75 | 0.186 | 8536.49.0075 | US - United States | https://www.functionaldevices.com/downloads/datasheets/RIBMNH1C.pdf | https://www.functionaldevices.com/downloads/datasheets/RIBMNH1C.pdf | https://www.functionaldevices.com/downloads/products/RIBMNH1C.jpg | https://www.functionaldevices.com/downloads/products/RIBMNH1C.jpg | https://www.functionaldevices.com/downloads/bulletins/B1190_393108.pdf¦https://www.functionaldevices.com/downloads/bulletins/_393242.pdf | 1 | CE¦CSFM¦RoHS¦UL Listed¦UL864¦UL916 | 5 years | N |  | Y | N | N | Green | 15 Amp | 10-30Vac/dc 208-277Vac | 1 | SPDT | 10 Million Cycles Minimum Mechanical | -30 to 140 F
RIBMNH1S | Building Automation | Relays | Pilot | Pilot Relay, 15 Amp SPST + Override, 10-30 Vac/dc/208-277 Vac Coil, 2.75" Track Mount | 2.5 | 2.75 | 1.75 | 0.221 | 8536.49.0075 | US - United States | https://www.functionaldevices.com/downloads/datasheets/RIBMNH1S.pdf | https://www.functionaldevices.com/downloads/datasheets/RIBMNH1S.pdf | https://www.functionaldevices.com/downloads/products/RIBMNH1S.jpg | https://www.functionaldevices.com/downloads/products/RIBMNH1S.jpg | https://www.functionaldevices.com/downloads/bulletins/B1190_393108.pdf¦https://www.functionaldevices.com/downloads/bulletins/B1998_393242.pdf | 1 | CE¦CSFM¦RoHS¦UL Listed¦UL864¦UL916 | 5 years | N |  | Y | N | N | Green | 15 Amp | 10-30Vac/dc 208-277Vac | 1 | SPST | 10 Million Cycles Minimum Mechanical | -30 to 140 F
RIBMNH1SM-250 | Building Automation | Relays | Pilot | Pilot Relay, 15 Amp SPST + Override + Monitor, 10-30 Vac/dc/208-277 Vac Coil, 2.75" Track Mount | 3.4 | 2.75 | 1.75 | 0.248 | 8536.49.0075 | US - United States | https://www.functionaldevices.com/downloads/datasheets/RIBMNH1SM-250.pdf | https://www.functionaldevices.com/downloads/datasheets/RIBMNH1SM-250.pdf | https://www.functionaldevices.com/downloads/products/RIBMNH1SM-250.jpg | https://www.functionaldevices.com/downloads/products/RIBMNH1SM-250.jpg |  | 1 | CE¦CSFM¦RoHS¦UL Listed¦UL864¦UL916 | 5 years | N |  | Y | N | N | Green | 15 Amp | 10-30Vac/dc 208-277Vac | 1 | SPST | 10 Million Cycles Minimum Mechanical | -30 to 140 F
RIBMNLB | Building Automation | Specialty Peripheral Controls | Fan Safety Alarm Circuits | AHU Fan Safety Alarm Circuit, 24 Vac/dc Power Input, 2.75" Track Mount | 2.75 | 6 | 1.3 | 0.558 | 8536.49.0075 | US - United States | https://www.functionaldevices.com/downloads/datasheets/RIBMNLB.pdf | https://www.functionaldevices.com/downloads/datasheets/RIBMNLB.pdf | https://www.functionaldevices.com/downloads/products/RIBMNLB.jpg | https://www.functionaldevices.com/downloads/products/RIBMNLB.jpg | https://www.functionaldevices.com/downloads/bulletins/B725_393063.pdf | 1 | CE¦RoHS¦UL Listed¦UL864 | 5 years | N |  | Y | N | N | Green |  | 24 Vac/dc | 5 |  | 10 Million Cycles Minimum Mechanical | -30 to 140 F
RIBMNLB-1 | Building Automation | Specialty Peripheral Controls | Fan Safety Alarm Circuits | General Purpose Latching Logic Circuit, One Latching/Fault Input, One Relay Output, 24 Vac/dc Power Input, 2.75" Track Mount | 2.75 | 4 | 1.25 | 0.38 | 8536.49.0075 | US - United States | https://www.functionaldevices.com/downloads/datasheets/RIBMNLB-1.pdf | https://www.functionaldevices.com/downloads/datasheets/RIBMNLB-1.pdf | https://www.functionaldevices.com/downloads/products/RIBMNLB-1.jpg | https://www.functionaldevices.com/downloads/products/RIBMNLB-1.jpg | https://www.functionaldevices.com/downloads/bulletins/B1813_393227.pdf | 1 | CE¦RoHS¦UL Listed¦UL864 | 5 years | N |  | Y | N | N | Green | 10 Amp | 24 Vac/dc | 1 | DPDT | 10 Million Cycles Minimum Mechanical | -30 to 140 F
RIBMNLB-2 | Building Automation | Specialty Peripheral Controls | Fan Safety Alarm Circuits | AHU Fan Safety Alarm and General Purpose Logic Circuit, 24 Vac/dc Power Input, 2 Alarm Inputs all with N/C Outputs, 2.75" Track Mount | 4.74 | 2.75 | 1.75 | 0.38 | 8536.49.0075 | US - United States | https://www.functionaldevices.com/downloads/datasheets/RIBMNLB_SERIES.pdf | https://www.functionaldevices.com/downloads/datasheets/RIBMNLB_SERIES.pdf | https://www.functionaldevices.com/downloads/products/RIBMNLB-2.jpg | https://www.functionaldevices.com/downloads/products/RIBMNLB-2.jpg | https://www.functionaldevices.com/downloads/bulletins/B898_393074.pdf¦https://www.functionaldevices.com/downloads/bulletins/B1811_393226.pdf | 1 | CE¦RoHS¦UL Listed¦UL864 | 5 years | N |  | Y | N | N | Green |  | 24 Vac/dc | 3 |  | 10 Million Cycles Minimum Mechanical | -30 to 140 F
RIBMNLB-2NO | Building Automation | Specialty Peripheral Controls | Fan Safety Alarm Circuits | AHU Fan Safety Alarm and General Purpose Logic Circuit, 24 Vac/dc Power Input, 2 Alarm Inputs all with N/O Outputs, 2.75" Track Mount | 3.91 | 2.75 | 1.75 | 0.38 | 8536.49.0075 | US - United States | https://www.functionaldevices.com/downloads/datasheets/RIBMNLB-NO_SERIES.pdf | https://www.functionaldevices.com/downloads/datasheets/RIBMNLB-NO_SERIES.pdf | https://www.functionaldevices.com/downloads/products/RIBMNLB-2NO.jpg | https://www.functionaldevices.com/downloads/products/RIBMNLB-2NO.jpg | https://www.functionaldevices.com/downloads/bulletins/B1806_393225.pdf | 1 | CE¦RoHS¦UL Listed¦UL864 | 5 years | N |  | Y | N | N | Green |  | 24 Vac/dc | 3 |  | 10 Million Cycles Minimum Mechanical | -30 to 140 F
RIBMNLB-4 | Building Automation | Specialty Peripheral Controls | Fan Safety Alarm Circuits | AHU Fan Safety Alarm and General Purpose Logic Circuit, 24 Vac/dc Power Input, 4 Alarm Inputs all with N/C Outputs, 2.75" Track Mount | 3.2 | 2.75 | 1.75 | 0.57 | 8536.49.0075 | US - United States | https://www.functionaldevices.com/downloads/datasheets/RIBMNLB_SERIES.pdf | https://www.functionaldevices.com/downloads/datasheets/RIBMNLB_SERIES.pdf | https://www.functionaldevices.com/downloads/products/RIBMNLB-4.jpg | https://www.functionaldevices.com/downloads/products/RIBMNLB-4.jpg | https://www.functionaldevices.com/downloads/bulletins/B897_393073.pdf¦https://www.functionaldevices.com/downloads/bulletins/B1811_393226.pdf | 1 | CE¦RoHS¦UL Listed¦UL864 | 5 years | N |  | Y | N | N | Green |  | 24 Vac/dc | 5 |  | 10 Million Cycles Minimum Mechanical | -30 to 140 F
RIBMNLB-4NO | Building Automation | Specialty Peripheral Controls | Fan Safety Alarm Circuits | AHU Fan Safety Alarm and General Purpose Logic Circuit, 24 Vac/dc Power Input, 4 Alarm Inputs all with N/O Outputs, 2.75" Track Mount | 4.02 | 2.75 | 1.75 | 0.57 | 8536.49.0075 | US - United States | https://www.functionaldevices.com/downloads/datasheets/RIBMNLB-NO_SERIES.pdf | https://www.functionaldevices.com/downloads/datasheets/RIBMNLB-NO_SERIES.pdf | https://www.functionaldevices.com/downloads/products/RIBMNLB-4NO.jpg | https://www.functionaldevices.com/downloads/products/RIBMNLB-4NO.jpg | https://www.functionaldevices.com/downloads/bulletins/B1806_393225.pdf | 1 | CE¦RoHS¦UL Listed¦UL864 | 5 years | N |  | Y | N | N | Green |  | 24 Vac/dc | 5 |  | 10 Million Cycles Minimum Mechanical | -30 to 140 F
RIBMNLB-6 | Building Automation | Specialty Peripheral Controls | Fan Safety Alarm Circuits | AHU Fan Safety Alarm and General Purpose Logic Circuit, 24 Vac/dc Power Input, 6 Alarm Inputs all with N/C Outputs, 2.75" Track Mount | 6 | 2.75 | 1.75 | 0.688 | 8536.49.0075 | US - United States | https://www.functionaldevices.com/downloads/datasheets/RIBMNLB_SERIES.pdf | https://www.functionaldevices.com/downloads/datasheets/RIBMNLB_SERIES.pdf | https://www.functionaldevices.com/downloads/products/RIBMNLB-6.jpg | https://www.functionaldevices.com/downloads/products/RIBMNLB-6.jpg | https://www.functionaldevices.com/downloads/bulletins/B863_393069.pdf¦https://www.functionaldevices.com/downloads/bulletins/B1811_393226.pdf | 1 | CE¦RoHS¦UL Listed¦UL864 | 5 years | N |  | Y | N | N | Green |  | 24 Vac/dc | 7 |  | 10 Million Cycles Minimum Mechanical | -30 to 140 F
RIBMNLB-6NO | Building Automation | Specialty Peripheral Controls | Fan Safety Alarm Circuits | AHU Fan Safety Alarm and General Purpose Logic Circuit, 24 Vac/dc Power Input, 6 Alarm Inputs all with N/O Outputs, 2.75" Track Mount | 5.12 | 2.75 | 1.75 | 0.688 | 8536.49.0075 | US - United States | https://www.functionaldevices.com/downloads/datasheets/RIBMNLB-NO_SERIES.pdf | https://www.functionaldevices.com/downloads/datasheets/RIBMNLB-NO_SERIES.pdf | https://www.functionaldevices.com/downloads/products/RIBMNLB-6NO.jpg | https://www.functionaldevices.com/downloads/products/RIBMNLB-6NO.jpg | https://www.functionaldevices.com/downloads/bulletins/B1806_393225.pdf | 1 | CE¦RoHS¦UL Listed¦UL864 | 5 years | N |  | Y | N | N | Green |  | 24 Vac/dc | 7 |  | 10 Million Cycles Minimum Mechanical | -30 to 140 F
RIBMNU1C | Building Automation | Relays | Pilot | Pilot Relay, 15 Amp SPDT, 10-30 Vac/dc/120 Vac Coil, 2.75" Track Mount | 1.7 | 2.75 | 1.75 | 0.18 | 8536.49.0075 | US - United States | https://www.functionaldevices.com/downloads/datasheets/RIBMNU1C.pdf | https://www.functionaldevices.com/downloads/datasheets/RIBMNU1C.pdf | https://www.functionaldevices.com/downloads/products/RIBMNU1C.jpg | https://www.functionaldevices.com/downloads/products/RIBMNU1C.jpg | https://www.functionaldevices.com/downloads/bulletins/B1190_393108.pdf¦https://www.functionaldevices.com/downloads/bulletins/B1998_393242.pdf | 1 | CE¦CSFM¦RoHS¦UL Listed¦UL864¦UL916 | 5 years | N |  | Y | N | N | Green | 15 Amp | 10-30Vac/dc 120 Vac | 1 | SPDT | 10 Million Cycles Minimum Mechanical | -30 to 140 F
RIBMNU1S | Building Automation | Relays | Pilot | Pilot Relay, 15 Amp SPST + Override, 10-30 Vac/dc/120 Vac Coil, 2.75" Track Mount | 2.5 | 2.75 | 1.75 | 0.218 | 8536.49.0075 | US - United States | https://www.functionaldevices.com/downloads/datasheets/RIBMNU1S.pdf | https://www.functionaldevices.com/downloads/datasheets/RIBMNU1S.pdf | https://www.functionaldevices.com/downloads/products/RIBMNU1S.jpg | https://www.functionaldevices.com/downloads/products/RIBMNU1S.jpg | https://www.functionaldevices.com/downloads/bulletins/B1190_393108.pdf¦https://www.functionaldevices.com/downloads/bulletins/B1998_393242.pdf | 1 | CE¦CSFM¦RoHS¦UL Listed¦UL864¦UL916 | 5 years | N |  | Y | N | N | Green | 15 Amp | 10-30Vac/dc 120 Vac | 1 | SPST | 10 Million Cycles Minimum Mechanical | -30 to 140 F
RIBMNU1SM-250 | Building Automation | Relays | Pilot | Pilot Relay, 15 Amp SPST + Override + Monitor, 10-30 Vac/dc/120 Vac Coil, 2.75" Track Mount | 3.4 | 2.75 | 1.75 | 0.29 | 8536.49.0075 | US - United States | https://www.functionaldevices.com/downloads/datasheets/RIBMNU1SM-250.pdf | https://www.functionaldevices.com/downloads/datasheets/RIBMNU1SM-250.pdf | https://www.functionaldevices.com/downloads/products/RIBMNU1SM-250.jpg | https://www.functionaldevices.com/downloads/products/RIBMNU1SM-250.jpg |  | 1 | CE¦CSFM¦RoHS¦UL Listed¦UL864¦UL916 | 5 years | N |  | Y | N | N | Green | 15 Amp | 10-30Vac/dc 120 Vac | 1 | SPST | 10 Million Cycles Minimum Mechanical | -30 to 140 F
RIBMNW24B-BCAI | Building Automation | Intelligent Field Devices | BACnet | BACnet MS/TP Network Relay Device with Binary Output Set Point, One Binary Output + Override, Two Binary Inputs, One Analog Input, 24 Vac/dc Power Input, 2.75" Track Mount | 6.25 | 2.75 | 1.75 | 0.532 | 8536.49.0075 | US - United States | https://www.functionaldevices.com/downloads/datasheets/RIBMNW24B-BCAI.pdf | https://www.functionaldevices.com/downloads/datasheets/RIBMNW24B-BCAI.pdf | https://www.functionaldevices.com/downloads/products/RIBMNW24B-BCAI.jpg | https://www.functionaldevices.com/downloads/products/RIBMNW24B-BCAI.jpg | https://www.functionaldevices.com/downloads/bulletins/B2028_393243.pdf¦https://www.functionaldevices.com/downloads/bulletins/B1243_393120.pdf | 1 | CE¦RoHS¦UL Listed¦UL916¦BTL Certified | 5 years | N |  | Y | N | N | Green | 20 Amp | 24 Vac/dc | 1 | SPDT | 10 Million Cycles Minimum Mechanical | -30 to 140 F
RIBMNW24B-MBAI | Building Automation | Intelligent Field Devices | ModBus | MODbus RTU Network Relay Device, One Binary Output + Override, Two Binary Inputs, One Analog Input, 24 Vac/dc Power Input, 2.75" Track Mount | 6.25 | 2.75 | 1.75 | 0.532 | 8536.49.0075 | US - United States | https://www.functionaldevices.com/downloads/datasheets/RIBMNW24B-MBAI.pdf | https://www.functionaldevices.com/downloads/datasheets/RIBMNW24B-MBAI.pdf | https://www.functionaldevices.com/downloads/products/RIBMNW24B-MBAI.jpg | https://www.functionaldevices.com/downloads/products/RIBMNW24B-MBAI.jpg | https://www.functionaldevices.com/downloads/bulletins/B1676_393208.pdf | 1 | CE¦RoHS¦UL Listed¦UL916 | 5 years | N |  | Y | N | N | Green | 20 Amp | 24 Vac/dc | 1 | SPDT | 10 Million Cycles Minimum Mechanical | -30 to 140 F
RIBMNWD12-BC | Building Automation | Intelligent Field Devices | BACnet | BACnet MS/TP Network Input Device, Twelve Binary Inputs (Voltage or Dry Contacts), Accumulators, 2.75" Track Mount | 5.85 | 2.75 | 1.75 | 0.54 | 8538.90.7080 | US - United States | https://www.functionaldevices.com/downloads/datasheets/RIBMNWD12-BC.pdf | https://www.functionaldevices.com/downloads/datasheets/RIBMNWD12-BC.pdf | https://www.functionaldevices.com/downloads/products/RIBMNWD12-BC.jpg | https://www.functionaldevices.com/downloads/products/RIBMNWD12-BC.jpg | https://www.functionaldevices.com/downloads/bulletins/B1389_393153.pdf | 1 | BTL Certified¦CE¦RoHS | 5 years | N |  | Y | N | N | Green |  | 24 Vac/dc |  |  |  | -30 to 140 F
RIBMNWD12-BCDI | Building Automation | Intelligent Field Devices | BACnet | BACnet MS/TP Network Input Device, Twelve Binary Inputs (Voltage or Dry Contacts), 2.75" Track Mount | 5.85 | 2.75 | 1.75 | 0.54 | 8538.90.7080 | US - United States | https://www.functionaldevices.com/downloads/datasheets/RIBMNWD12-BCDI.pdf | https://www.functionaldevices.com/downloads/datasheets/RIBMNWD12-BCDI.pdf | https://www.functionaldevices.com/downloads/products/RIBMNWD12-BCDI.jpg | https://www.functionaldevices.com/downloads/products/RIBMNWD12-BCDI.jpg | https://www.functionaldevices.com/downloads/bulletins/B2028_393243.pdf¦https://www.functionaldevices.com/downloads/bulletins/B1422_393166.pdf | 1 | BTL Certified¦CE¦RoHS | 5 years | N |  | Y | N | N | Green |  | 24 Vac/dc |  |  |  | -30 to 140 F
RIBMNWLB-7-BC | Building Automation | Intelligent Field Devices | BACnet | AHU Fan Safety Alarm and General Purpose Logic Circuit, BACnet MS/TP Network, 24 Vac/dc Power Input, Two Binary Outputs + Override, Seven Binary Inputs, 2.75" Track Mount | 2.75 | 6.615 | 1.75 | 0.587 | 8536.49.0075 | US - United States | https://www.functionaldevices.com/downloads/datasheets/RIBMNWLB-7-BC.pdf | https://www.functionaldevices.com/downloads/datasheets/RIBMNWLB-7-BC.pdf | https://www.functionaldevices.com/downloads/products/RIBMNWLB-7-BC.jpg | https://www.functionaldevices.com/downloads/products/RIBMNWLB-7-BC.jpg | https://www.functionaldevices.com/downloads/bulletins/B2028_393243.pdf¦https://www.functionaldevices.com/downloads/bulletins/B2409_393269.pdf | 1 | CE¦RoHS¦UL Listed¦UL864¦UL916 | 5 years | N |  | Y | N | N | Green |  | 24 Vac/dc | 2 |  | 10 Million Cycles Minimum Mechanical | -30 to 140 F
RIBMNWX2401B-BC | Building Automation | Intelligent Field Devices | BACnet | BACnet MS/TP Network Relay Device, One Binary Output, Two Binary Inputs (One Current Sensor Relay Load Sensing & One Dry Contact Digital Input), 24Vac/dc/120 Vac Power Input, 2.75" Track Mount | 6 | 2.75 | 1.75 | 0.532 | 8536.49.0075 | US - United States | https://www.functionaldevices.com/downloads/datasheets/RIBMNWX2401B-BC.pdf | https://www.functionaldevices.com/downloads/datasheets/RIBMNWX2401B-BC.pdf | https://www.functionaldevices.com/downloads/products/RIBMNWX2401B-BC.jpg | https://www.functionaldevices.com/downloads/products/RIBMNWX2401B-BC.jpg | https://www.functionaldevices.com/downloads/bulletins/B2028_393243.pdf¦https://www.functionaldevices.com/downloads/bulletins/B1121_393097.pdf | 1 | CE¦RoHS¦UL Listed¦UL916¦BTL Certified | 5 years | N |  | Y | N | N | Green | 20 Amp | 24 Vac/dc 120 Vac | 1 | SPDT | 10 Million Cycles Minimum Mechanical | -30 to 140 F
RIBMNWX2401SB-LN | Building Automation | Intelligent Field Devices | LonMark | LonWorks Dual I/O Device, One Binary Output + Override, One Binary Input (Current Sensor 0.25-20 Amp, Relay Load Sensing), 24 Vac/dc or 120 Vac Power Input, 2.75" Track Mount | 5.5 | 2.75 | 1.75 | 0.464 | 8536.49.0075 | US - United States | https://www.functionaldevices.com/downloads/datasheets/RIBMNWX2401SB-LN.pdf | https://www.functionaldevices.com/downloads/datasheets/RIBMNWX2401SB-LN.pdf | https://www.functionaldevices.com/downloads/products/RIBMNWX2401SB-LN.jpg | https://www.functionaldevices.com/downloads/products/RIBMNWX2401SB-LN.jpg | https://www.functionaldevices.com/downloads/bulletins/B1055_393091.pdf | 1 | CE¦RoHS¦UL Listed¦FCC¦LonMark¦UL916 | 5 years | N |  | Y | N | N | Green | 20 Amp | 24 Vac/dc 120 Vac | 1 | SPST | 10 Million Cycles Minimum Mechanical | -30 to 140 F
RIBMNWX2402B-BC | Building Automation | Intelligent Field Devices | BACnet | BACnet MS/TP Network Relay Device, One Binary Output, Two Binary Inputs (One Current Sensor Relay Load Sensing & One Dry Contact Digital Input), 24Vac/dc/208-277Vac Power Input, 2.75" Track Mount | 6 | 2.75 | 1.75 | 0.532 | 8536.49.0075 | US - United States | https://www.functionaldevices.com/downloads/datasheets/RIBMNWX2402B-BC.pdf | https://www.functionaldevices.com/downloads/datasheets/RIBMNWX2402B-BC.pdf | https://www.functionaldevices.com/downloads/products/RIBMNWX2402B-BC.jpg | https://www.functionaldevices.com/downloads/products/RIBMNWX2402B-BC.jpg | https://www.functionaldevices.com/downloads/bulletins/B2028_393243.pdf¦https://www.functionaldevices.com/downloads/bulletins/B1121_393097.pdf | 1 | CE¦RoHS¦UL Listed¦UL916¦BTL Certified | 5 years | N |  | Y | N | N | Green | 20 Amp | 24 Vac/dc 208-277Vac | 1 | SPDT | 10 Million Cycles Minimum Mechanical | -30 to 140 F
RIBMNWX2402SB-LN | Building Automation | Intelligent Field Devices | LonMark | LonWorks Dual I/O Device, One Binary Output + Override, One Binary Input (Current Sensor 0.25-20 Amp, Relay Load Sensing), 24 Vac/dc or 208-277 Vac Power Input, 2.75" Track Mount | 5.5 | 2.75 | 1.75 | 0.464 | 8536.49.0075 | US - United States | https://www.functionaldevices.com/downloads/datasheets/RIBMNWX2402SB-LN.pdf | https://www.functionaldevices.com/downloads/datasheets/RIBMNWX2402SB-LN.pdf | https://www.functionaldevices.com/downloads/products/RIBMNWX2402SB-LN.jpg | https://www.functionaldevices.com/downloads/products/RIBMNWX2402SB-LN.jpg | https://www.functionaldevices.com/downloads/bulletins/B1135_393099.pdf | 1 | CE¦RoHS¦UL Listed¦FCC¦LonMark¦UL916 | 5 years | N |  | Y | N | N | Green | 20 Amp | 24 Vac/dc 208-277Vac | 1 | SPST | 10 Million Cycles Minimum Mechanical | -30 to 140 F
RIBMU1C | Building Automation | Relays | Pilot | Pilot Relay, 15 Amp SPDT, 10-30 Vac/dc/120 Vac Coil, 4.00" Track Mount | 1.25 | 4 | 1.75 | 0.175 | 8536.49.0075 | US - United States | https://www.functionaldevices.com/downloads/datasheets/RIBMU1C.pdf | https://www.functionaldevices.com/downloads/datasheets/RIBMU1C.pdf | https://www.functionaldevices.com/downloads/products/RIBMU1C.jpg | https://www.functionaldevices.com/downloads/products/RIBMU1C.jpg | https://www.functionaldevices.com/downloads/bulletins/B1190_393108.pdf¦https://www.functionaldevices.com/downloads/bulletins/B1998_393242.pdf | 1 | CE¦CSFM¦RoHS¦UL Listed¦UL864¦UL916 | 5 years | N |  | Y | N | N | Green | 15 Amp | 10-30Vac/dc 120 Vac | 1 | SPDT | 10 Million Cycles Minimum Mechanical | -30 to 140 F
RIBMU1S | Building Automation | Relays | Pilot | Pilot Relay, 15 Amp SPST-N/O + Override, 10-30 Vac/dc/120 Vac Coil, 4.00" Track Mount | 1.25 | 4 | 1.75 | 0.188 | 8536.49.0075 | US - United States | https://www.functionaldevices.com/downloads/datasheets/RIBMU1S.pdf | https://www.functionaldevices.com/downloads/datasheets/RIBMU1S.pdf | https://www.functionaldevices.com/downloads/products/RIBMU1S.jpg | https://www.functionaldevices.com/downloads/products/RIBMU1S.jpg | https://www.functionaldevices.com/downloads/bulletins/B1190_393108.pdf¦https://www.functionaldevices.com/downloads/bulletins/B1998_393242.pdf | 1 | CE¦CSFM¦RoHS¦UL Listed¦UL864¦UL916 | 5 years | N |  | Y | N | N | Green | 15 Amp | 10-30Vac/dc 120 Vac | 1 | SPST-N/O | 10 Million Cycles Minimum Mechanical | -30 to 140 F
RIBMU1SC | Building Automation | Relays | Pilot | Pilot Relay, 15 Amp SPDT + Override, 10-30 Vac/dc/120 Vac Coil, 4.00" Track Mount | 1.5 | 4 | 1.75 | 0.218 | 8536.49.0075 | US - United States | https://www.functionaldevices.com/downloads/datasheets/RIBMU1SC.pdf | https://www.functionaldevices.com/downloads/datasheets/RIBMU1SC.pdf | https://www.functionaldevices.com/downloads/products/RIBMU1SC.jpg | https://www.functionaldevices.com/downloads/products/RIBMU1SC.jpg | https://www.functionaldevices.com/downloads/bulletins/B1998_393242.pdf | 1 | CE¦CSFM¦RoHS¦UL Listed¦UL864¦UL916 | 5 years | N |  | Y | N | N | Green | 15 Amp | 10-30Vac/dc 120 Vac | 1 | SPDT | 10 Million Cycles Minimum Mechanical | -30 to 140 F
RIBMU1SM-250 | Building Automation | Relays | Pilot | Pilot Relay, 15 Amp SPST + Override + Monitor, 10-30 Vac/dc/120 Vac Coil, 4.00" Track Mount | 2 | 4 | 1.75 | 0.249 | 8536.49.0075 | US - United States | https://www.functionaldevices.com/downloads/datasheets/RIBMU1SM-250.pdf | https://www.functionaldevices.com/downloads/datasheets/RIBMU1SM-250.pdf | https://www.functionaldevices.com/downloads/products/RIBMU1SM-250.jpg | https://www.functionaldevices.com/downloads/products/RIBMU1SM-250.jpg | https://www.functionaldevices.com/downloads/bulletins/B1407_393160.pdf | 1 | CE¦CSFM¦RoHS¦UL Listed¦UL864¦UL916 | 5 years | N |  | Y | N | N | Green | 15 Amp | 10-30Vac/dc 120 Vac | 1 | SPST | 10 Million Cycles Minimum Mechanical | -30 to 140 F
RIBMU1S-NC | Building Automation | Relays | Pilot | Pilot Relay, 15 Amp SPST-N/C + Override, 10-30 Vac/dc/120 Vac Coil, 4.00" Track Mount | 1.25 | 4 | 1.75 | 0.2 | 8536.49.0075 | US - United States | https://www.functionaldevices.com/downloads/datasheets/RIBMU1S.pdf | https://www.functionaldevices.com/downloads/datasheets/RIBMU1S.pdf | https://www.functionaldevices.com/downloads/products/RIBMU1S-NC.jpg | https://www.functionaldevices.com/downloads/products/RIBMU1S-NC.jpg | https://www.functionaldevices.com/downloads/bulletins/B1190_393108.pdf¦https://www.functionaldevices.com/downloads/bulletins/B1998_393242.pdf | 1 | CE¦CSFM¦RoHS¦UL Listed¦UL864¦UL916 | 5 years | N |  | Y | N | N | Green | 15 Amp | 10-30Vac/dc 120 Vac | 1 | SPST-N/C | 10 Million Cycles Minimum Mechanical | -30 to 140 F
RIBMU2C | Building Automation | Relays | Pilot | Pilot Relays 15 Amp 2 SPDT, 10-30 Vac/dc/120 Vac Coil, 4.00" Track Mount | 2.45 | 4 | 1.75 | 0.332 | 8536.49.0075 | US - United States | https://www.functionaldevices.com/downloads/datasheets/RIBMU2C.pdf | https://www.functionaldevices.com/downloads/datasheets/RIBMU2C.pdf | https://www.functionaldevices.com/downloads/products/RIBMU2C.jpg | https://www.functionaldevices.com/downloads/products/RIBMU2C.jpg | https://www.functionaldevices.com/downloads/bulletins/B1998_393242.pdf | 1 | CE¦CSFM¦RoHS¦UL Listed¦UL864¦UL916 | 5 years | N |  | Y | N | N | Green | 15 Amp | 10-30Vac/dc 120 Vac | 2 | 2 SPDT | 10 Million Cycles Minimum Mechanical | -30 to 140 F
RIBMW24B-44-BC | Building Automation | Intelligent Field Devices | BACnet | BACnet MS/TP Network Relay Device, Four Binary Outputs + Override, Four Binary Inputs, 24 Vac/dc Power Input, 4.00" Track Mount | 6 | 4.27 | 1.34 | 0.83 | 8536.49.0075 | US - United States | https://www.functionaldevices.com/downloads/datasheets/RIBMW24B-44-BC.pdf | https://www.functionaldevices.com/downloads/datasheets/RIBMW24B-44-BC.pdf | https://www.functionaldevices.com/downloads/products/RIBMW24B-44-BC.jpg | https://www.functionaldevices.com/downloads/products/RIBMW24B-44-BC.jpg | https://www.functionaldevices.com/downloads/bulletins/B2028_393243.pdf¦https://www.functionaldevices.com/downloads/bulletins/B1720_393215.pdf | 1 | CE¦RoHS¦UL Listed¦UL916¦BTL Certified | 5 years | N |  | Y | N | N | Green | 20 Amp | 24 Vac/dc | 4 | 4 SPDT | 10 Million Cycles Minimum Mechanical | -30 to 140 F
RIBMW24SB-LNAI | Building Automation | Intelligent Field Devices | LonMark | LonWorks Three I/O Device, One Binary Output + Override, One Binary Input, One Analog Input, 24 Vac/dc Power Input, 4.00" Track Mount | 4 | 4 | 2.3 | 0.476 | 8536.49.0075 | US - United States | https://www.functionaldevices.com/downloads/datasheets/RIBMW24SB-LNAI.pdf | https://www.functionaldevices.com/downloads/datasheets/RIBMW24SB-LNAI.pdf | https://www.functionaldevices.com/downloads/products/RIBMW24SB-LNAI.jpg | https://www.functionaldevices.com/downloads/products/RIBMW24SB-LNAI.jpg | https://www.functionaldevices.com/downloads/bulletins/B807_393079.pdf | 1 | CE¦RoHS¦UL Listed¦FCC¦LonMark¦UL916 | 5 years | N |  | Y | N | N | Green | 20 Amp | 24 Vac/dc | 1 | SPST | 10 Million Cycles Minimum Mechanical | -30 to 140 F
RIBMW24SB-LNT2 | Building Automation | Intelligent Field Devices | LonMark | LonWorks Three I/O Device, One Binary Output + Override, One Binary Input, Precon Type 2 Thermistor Input, 24 Vac/dc Power Input, 2.75" Track Mount | 4 | 4 | 2.3 | 0.476 | 8536.49.0075 | US - United States | https://www.functionaldevices.com/downloads/datasheets/RIBMW24SB-LNT2.pdf | https://www.functionaldevices.com/downloads/datasheets/RIBMW24SB-LNT2.pdf | https://www.functionaldevices.com/downloads/products/RIBMW24SB-LNT2.jpg | https://www.functionaldevices.com/downloads/products/RIBMW24SB-LNT2.jpg | https://www.functionaldevices.com/downloads/bulletins/B1051_393090.pdf | 1 | CE¦RoHS¦UL Listed¦FCC¦LonMark¦UL916 | 5 years | N |  | Y | N | N | Green | 20 Amp | 24 Vac/dc | 1 | SPST | 10 Million Cycles Minimum Mechanical | -30 to 140 F
RIBMW24SB-LNT3 | Building Automation | Intelligent Field Devices | LonMark | LonWorks Three I/O Device, One Binary Output + Override, One Binary Input, Precon Type 3 Thermistor Input, 24 Vac/dc Power Input, 2.75" Track Mount | 4 | 4 | 2.3 | 0.476 | 8536.49.0075 | US - United States | https://www.functionaldevices.com/downloads/datasheets/RIBMW24SB-LNT2.pdf | https://www.functionaldevices.com/downloads/datasheets/RIBMW24SB-LNT2.pdf | https://www.functionaldevices.com/downloads/products/RIBMW24SB-LNT3.jpg | https://www.functionaldevices.com/downloads/products/RIBMW24SB-LNT3.jpg | https://www.functionaldevices.com/downloads/bulletins/B1146_393102.pdf | 1 | CE¦RoHS¦UL Listed¦FCC¦LonMark¦UL916 | 5 years | N |  | Y | N | N | Green | 20 Amp | 24 Vac/dc | 1 | SPST | 10 Million Cycles Minimum Mechanical | -30 to 140 F
RIBMX24BA | Building Automation | Current Sensors | Current Sensor & Relay Combos¦Current Sensors | Current Switch and Relay Combination, 20 Amp SPDT, 24Vac/dc Coil, Adjustable, .50-20 Amp, 4.00" Track Mount | 2.95 | 4 | 1.25 | 0.41 | 8536.49.0075 | US - United States | https://www.functionaldevices.com/downloads/datasheets/RIBMX24_SERIES.pdf | https://www.functionaldevices.com/downloads/datasheets/RIBMX24_SERIES.pdf | https://www.functionaldevices.com/downloads/products/RIBMX24BA.jpg | https://www.functionaldevices.com/downloads/products/RIBMX24BA.jpg | https://www.functionaldevices.com/downloads/bulletins/B543_393024.pdf | 1 | CE¦RoHS¦UL Listed¦UL864¦UL916 | 5 years | N |  | Y | N | N | Green | 20 Amp | 24 Vac/dc | 1 | SPDT | 10 Million Cycles Minimum Mechanical | -30 to 140 F
RIBMX24BF | Building Automation | Current Sensors | Current Sensor & Relay Combos¦Current Sensors | Current Switch and Relay Combination, 20 Amp SPDT, 24Vac/dc Coil, Fixed, .50-20 Amp, | 2.95 | 4 | 1.25 | 0.41 | 8536.49.0075 | US - United States | https://www.functionaldevices.com/downloads/datasheets/RIBMX24_SERIES.pdf | https://www.functionaldevices.com/downloads/datasheets/RIBMX24_SERIES.pdf | https://www.functionaldevices.com/downloads/products/RIBMX24BF.jpg | https://www.functionaldevices.com/downloads/products/RIBMX24BF.jpg | https://www.functionaldevices.com/downloads/bulletins/B514_393008.pdf | 1 | CE¦RoHS¦UL Listed¦UL864¦UL916 | 5 years | N |  | Y | N | N | Green | 20 Amp | 24 Vac/dc | 1 | SPDT | 10 Million Cycles Minimum Mechanical | -30 to 140 F
RIBMX24SBA | Building Automation | Current Sensors | Current Sensor & Relay Combos¦Current Sensors | Current Switch and Relay Combination, 20 Amp SPST + Override, 24Vac/dc Coil, Adjustable, .50-20 Amp, 4.00" Track Mount | 2.95 | 4 | 1.25 | 0.446 | 8536.49.0075 | US - United States | https://www.functionaldevices.com/downloads/datasheets/RIBMX24_SERIES.pdf | https://www.functionaldevices.com/downloads/datasheets/RIBMX24_SERIES.pdf | https://www.functionaldevices.com/downloads/products/RIBMX24SBA.jpg | https://www.functionaldevices.com/downloads/products/RIBMX24SBA.jpg | https://www.functionaldevices.com/downloads/bulletins/B515_393009.pdf | 1 | CE¦RoHS¦UL Listed¦UL864¦UL916 | 5 years | N |  | Y | N | N | Green | 20 Amp | 24 Vac/dc | 1 | SPST | 10 Million Cycles Minimum Mechanical | -30 to 140 F
RIBMX24SBF | Building Automation | Current Sensors | Current Sensor & Relay Combos¦Current Sensors | Current Switch and Relay Combination, 20 Amp SPST + Override, 24Vac/dc Coil, Fixed, .50-20 Amp, 4.00" Track Mount | 2.95 | 4 | 1.25 | 0.438 | 8536.49.0075 | US - United States | https://www.functionaldevices.com/downloads/datasheets/RIBMX24_SERIES.pdf | https://www.functionaldevices.com/downloads/datasheets/RIBMX24_SERIES.pdf | https://www.functionaldevices.com/downloads/products/RIBMX24SBF.jpg | https://www.functionaldevices.com/downloads/products/RIBMX24SBF.jpg | https://www.functionaldevices.com/downloads/bulletins/B516_393010.pdf | 1 | CE¦RoHS¦UL Listed¦UL864¦UL916 | 5 years | N |  | Y | N | N | Green | 20 Amp | 24 Vac/dc | 1 | SPST | 10 Million Cycles Minimum Mechanical | -30 to 140 F
RIBMX24SBV | Building Automation | Current Sensors | Current Sensor & Relay Combos¦Current Sensors | Current Switch and Relay Combination, 20 Amp SPST + Override, 24Vac/dc Coil, Analog, 0-5 Vdc/0-10 Vdc Output, 4.00" Track Mount | 2.95 | 4 | 1.25 | 0.408 | 8536.49.0075 | US - United States | https://www.functionaldevices.com/downloads/datasheets/RIBMX24_SERIES.pdf | https://www.functionaldevices.com/downloads/datasheets/RIBMX24_SERIES.pdf | https://www.functionaldevices.com/downloads/products/RIBMX24SBV.jpg | https://www.functionaldevices.com/downloads/products/RIBMX24SBV.jpg | https://www.functionaldevices.com/downloads/bulletins/B544_393025.pdf | 1 | CE¦RoHS¦UL Listed¦UL864¦UL916 | 5 years | N |  | Y | N | N | Green | 20 Amp | 24 Vac/dc | 1 | SPST | 10 Million Cycles Minimum Mechanical | -30 to 140 F
RIBPM413-BC | Building Automation | Power Monitoring | Power Meters | Power Meter, 120-277 Vac, 3-Phase, 2.75" Track Mount | 4.5 | 2.75 | 0.85 | 0.368 | 8536.49.0075 | US - United States | https://www.functionaldevices.com/downloads/datasheets/RIBPM413-BC.pdf | https://www.functionaldevices.com/downloads/datasheets/RIBPM413-BC.pdf | https://www.functionaldevices.com/downloads/products/RIBPM413-BC.jpg | https://www.functionaldevices.com/downloads/products/RIBPM413-BC.jpg | https://www.functionaldevices.com/downloads/bulletins/B2646_393290.pdf | 1 | BTL Certified¦CE¦RoHS¦UL Listed | 5 years | N |  | Y | N | N | Green |  | 120-277 Vac |  |  |  | -4 to 158 F |  | 0
RIBPM413-BC-KIT | Building Automation | Power Monitoring | Power Meters | Power Meter Kit, 120-277 Vac, 3-Phase, Disconnect Switch, Fuses and Fuse Holder | 3.9 | 9.2 | 8.3 | 6.128 | 8536.49.0075 | US - United States | https://www.functionaldevices.com/downloads/datasheets/RIBPM413-BC-KIT.pdf | https://www.functionaldevices.com/downloads/datasheets/RIBPM413-BC-KIT.pdf | https://www.functionaldevices.com/downloads/products/RIBPM413-BC_KIT.jpg | https://www.functionaldevices.com/downloads/products/RIBPM413-BC_KIT.jpg | https://www.functionaldevices.com/downloads/bulletins/B2818_393309.pdf | 1 | BTL Certified¦CE¦RoHS¦UL Listed | 5 years | N |  | Y | N | N | Gray |  | 120-277 Vac |  |  |  | -4 to 158 F |  | 0
RIBR24D | Building Automation | Relays | Pilot | DIN Rail Mount Relay, 10 Amp DPDT, 24 Vac/dc Coil | 3.88 | 2.76 | 0.78 | 0.285 | 8536.49.0075 | US - United States | https://www.functionaldevices.com/downloads/datasheets/RIBR24D.pdf | https://www.functionaldevices.com/downloads/datasheets/RIBR24D.pdf | https://www.functionaldevices.com/downloads/products/RIBR24D.jpg | https://www.functionaldevices.com/downloads/products/RIBR24D.jpg | https://www.functionaldevices.com/downloads/bulletins/B2364_393270.pdf | 1 | CE¦CSFM¦RoHS¦UL Listed¦UL864¦UL916 | 5 years | N |  | Y | N | N | Gray | 10 Amp | 24 Vac/dc | 1 | DPDT | 10 Million Cycles Minimum Mechanical | -30 to 140 F
RIBR24D-NS | Building Automation | Relays | Pilot | DIN Rail Mount Relay, 10 Amp DPDT, 24 Vac/dc Coil | 3.88 | 2.76 | 0.78 | 0.285 | 8536.49.0075 | US - United States | https://www.functionaldevices.com/downloads/datasheets/RIBR24D-NS.pdf | https://www.functionaldevices.com/downloads/datasheets/RIBR24D-NS.pdf | https://www.functionaldevices.com/downloads/products/RIBR24D-NS.jpg | https://www.functionaldevices.com/downloads/products/RIBR24D-NS.jpg | https://www.functionaldevices.com/downloads/bulletins/B2364_393270.pdf | 1 | CE¦RoHS¦UL Listed¦UL916 | 5 years | N |  |  |  | N | Gray | 10 Amp | 24 Vac/dc | 1 | DPDT | 10 Million Cycles Minimum Mechanical | -30 to 140 F | 5 to 95% Relative Humidity
RIBR24SD | Building Automation | Relays | Pilot | DIN Rail Mount Relay, 10 Amp DPDT + Override, 24 Vac/dc Coil | 3.88 | 2.76 | 0.78 | 0.285 | 8536.49.0075 | US - United States | https://www.functionaldevices.com/downloads/datasheets/RIBR24SD.pdf | https://www.functionaldevices.com/downloads/datasheets/RIBR24SD.pdf | https://www.functionaldevices.com/downloads/products/RIBR24SD.jpg | https://www.functionaldevices.com/downloads/products/RIBR24SD.jpg | https://www.functionaldevices.com/downloads/bulletins/B2364_393270.pdf | 1 | CE¦CSFM¦RoHS¦UL Listed¦UL864¦UL916 | 5 years | N |  | Y | N | N | Gray | 10 Amp | 24 Vac/dc | 1 | DPDT | 10 Million Cycles Minimum Mechanical | -30 to 140 F
RIBR24SD-NS | Building Automation | Relays | Pilot | DIN Rail Mount Relay, 10 Amp DPDT + Override, 24 Vac/dc Coil | 3.88 | 2.76 | 0.78 | 0.285 | 8536.49.0075 | US - United States | https://www.functionaldevices.com/downloads/datasheets/RIBR24SD-NS.pdf | https://www.functionaldevices.com/downloads/datasheets/RIBR24SD-NS.pdf | https://www.functionaldevices.com/downloads/products/RIBR24SD-NS.jpg | https://www.functionaldevices.com/downloads/products/RIBR24SD-NS.jpg | https://www.functionaldevices.com/downloads/bulletins/B2364_393270.pdf | 1 | CE¦RoHS¦UL Listed¦UL916 | 5 years | N |  |  |  | N | Gray | 10 Amp | 24 Vac/dc | 1 | DPDT | 10 Million Cycles Minimum Mechanical | -30 to 140 F | 5 to 95% Relative Humidity
RIBRL1C | Building Automation | Relays | Pilot | DIN Rail Mount Relay, 10 Amp SPDT, 10-30 Vac/dc Coil | 3.88 | 2.76 | 0.78 | 0.184 | 8536.49.0075 | US - United States | https://www.functionaldevices.com/downloads/datasheets/RIBRL1C.pdf | https://www.functionaldevices.com/downloads/datasheets/RIBRL1C.pdf | https://www.functionaldevices.com/downloads/products/RIBRL1C.jpg | https://www.functionaldevices.com/downloads/products/RIBRL1C.jpg | https://www.functionaldevices.com/downloads/bulletins/B2365_393271.pdf | 1 | CE¦CSFM¦RoHS¦UL Listed¦UL864¦UL916 | 5 years | N |  | Y | N | N | Gray | 10 Amp | 10-30 Vac/dc | 1 | SPDT | 10 Million Cycles Minimum Mechanical | -30 to 140 F
RIBRL1C-NS | Building Automation | Relays | Pilot | DIN Rail Mount Relay, 10 Amp SPDT, 10-30 Vac/dc Coil | 3.88 | 2.76 | 0.78 | 0.184 | 8536.49.0075 | US - United States | https://www.functionaldevices.com/downloads/datasheets/RIBRL1C-NS.pdf | https://www.functionaldevices.com/downloads/datasheets/RIBRL1C-NS.pdf | https://www.functionaldevices.com/downloads/products/RIBRL1C-NS.jpg | https://www.functionaldevices.com/downloads/products/RIBRL1C-NS.jpg | https://www.functionaldevices.com/downloads/bulletins/B3116_393325.pdf | 1 | CE¦RoHS¦UL Listed¦UL916 | 5 years | N |  |  |  | N | Gray | 10 Amp | 10-30 Vac/dc | 1 | SPDT | 10 Million Cycles Minimum Mechanical | -30 to 140 F | 5 to 95% Relative Humidity
RIBRL1S | Building Automation | Relays | Pilot | DIN Rail Mount Relay, 10 Amp SPDT + Override, 10-30 Vac/dc Coil | 3.88 | 2.76 | 0.78 | 0.285 | 8536.49.0075 | US - United States | https://www.functionaldevices.com/downloads/datasheets/RIBRL1S.pdf | https://www.functionaldevices.com/downloads/datasheets/RIBRL1S.pdf | https://www.functionaldevices.com/downloads/products/RIBRL1S.jpg | https://www.functionaldevices.com/downloads/products/RIBRL1S.jpg | https://www.functionaldevices.com/downloads/bulletins/B2365_393271.pdf | 1 | CE¦CSFM¦RoHS¦UL Listed¦UL864¦UL916 | 5 years | N |  | Y | N | N | Gray | 10 Amp | 10-30 Vac/dc | 1 | SPDT | 10 Million Cycles Minimum Mechanical | -30 to 140 F
RIBRL1S-NS | Building Automation | Relays | Pilot | DIN Rail Mount Relay, 10 Amp SPDT + Override, 10-30 Vac/dc Coil | 3.88 | 2.76 | 0.78 | 0.285 | 8536.49.0075 | US - United States | https://www.functionaldevices.com/downloads/datasheets/RIBRL1S-NS.pdf | https://www.functionaldevices.com/downloads/datasheets/RIBRL1S-NS.pdf | https://www.functionaldevices.com/downloads/products/RIBRL1S-NS.jpg | https://www.functionaldevices.com/downloads/products/RIBRL1S-NS.jpg | https://www.functionaldevices.com/downloads/bulletins/B3116_393325.pdf | 1 | CE¦RoHS¦UL Listed¦UL916 | 5 years | N |  |  |  | N | Gray | 10 Amp | 10-30 Vac/dc | 1 | SPDT | 10 Million Cycles Minimum Mechanical | -30 to 140 F | 5 to 95% Relative Humidity
RIBRXLCF | Building Automation | Current Sensors | Current Sensor & Relay Combos¦Current Sensors | Current Switch and Relay Combination, 10 Amp SPST-N/O, 10-30 Vac/dc Coil, Fixed, 0.25-10 Amp, NEMA 1 Housing | 4 | 4 | 1.8 | 0.285 | 8536.49.0075 | US - United States | https://www.functionaldevices.com/downloads/datasheets/RIBRXLCF.pdf | https://www.functionaldevices.com/downloads/datasheets/RIBRXLCF.pdf | https://www.functionaldevices.com/downloads/products/RIBRXLSA.jpg | https://www.functionaldevices.com/downloads/products/RIBRXLSA.jpg | https://www.functionaldevices.com/downloads/bulletins/B2547_393282.pdf | 1 | CE¦RoHS¦UL Listed¦UL916 | 5 years | N |  | Y | N | N | Gray | 10 Amp | 10-30 Vac/dc | 1 | SPST-N/O | 10 Million Cycles Minimum Mechanical | -30 to 140 F
RIBRXLCF-NS | Building Automation | Current Sensors | Current Sensor & Relay Combos¦Current Sensors | Current Switch and Relay Combination, 10 Amp SPST-N/O, 10-30 Vac/dc Coil, Fixed, 0.25-10 Amp, NEMA 1 Housing | 3.88 | 2.76 | 0.78 | 0.285 | 8536.49.0075 | US - United States | https://www.functionaldevices.com/downloads/datasheets/RIBRXLCF-NS.pdf | https://www.functionaldevices.com/downloads/datasheets/RIBRXLCF-NS.pdf | https://www.functionaldevices.com/downloads/products/RIBRXLCF-NS.jpg | https://www.functionaldevices.com/downloads/products/RIBRXLCF-NS.jpg | https://www.functionaldevices.com/downloads/bulletins/B2547_393282.pdf | 1 | CE¦RoHS¦UL Listed¦UL916 | 5 years | N |  |  |  | N | Gray | 10 Amp | 10-30 Vac/dc | 1 | SPST-N/O | 10 Million Cycles Minimum Mechanical | -30 to 140 F | 5 to 95% Relative Humidity
RIBRXLSA | Building Automation | Current Sensors | Current Sensor & Relay Combos¦Current Sensors | Current Switch and Relay Combination, 10 Amp SPST-N/O + Coil Side Override, 10-30 Vac/dc Coil, Adjustable, 0.25-10 Amp, NEMA 1 Housing | 4 | 4 | 1.8 | 0.285 | 8536.49.0075 | US - United States | https://www.functionaldevices.com/downloads/datasheets/RIBRXLSA.pdf | https://www.functionaldevices.com/downloads/datasheets/RIBRXLSA.pdf | https://www.functionaldevices.com/downloads/products/RIBRXLSA.jpg | https://www.functionaldevices.com/downloads/products/RIBRXLSA.jpg | https://www.functionaldevices.com/downloads/bulletins/B2366_393272.pdf | 1 | CE¦RoHS¦UL Listed¦UL916 | 5 years | N |  | Y | N | N | Gray | 10 Amp | 10-30 Vac/dc | 1 | SPST-N/O | 10 Million Cycles Minimum Mechanical | -30 to 140 F
RIBRXLSA-NS | Building Automation | Current Sensors | Current Sensor & Relay Combos¦Current Sensors | Current Switch and Relay Combination, 10 Amp SPST-N/O + Coil Side Override, 10-30 Vac/dc Coil, Adjustable, 0.25-10 Amp, NEMA 1 Housing | 3.88 | 2.76 | 0.78 | 0.285 | 8536.49.0075 | US - United States | https://www.functionaldevices.com/downloads/datasheets/RIBRXLSA-NS.pdf | https://www.functionaldevices.com/downloads/datasheets/RIBRXLSA-NS.pdf | https://www.functionaldevices.com/downloads/products/RIBRXLSA-NS.jpg | https://www.functionaldevices.com/downloads/products/RIBRXLSA-NS.jpg | https://www.functionaldevices.com/downloads/bulletins/B2366_393272.pdf | 1 | CE¦RoHS¦UL Listed¦UL916 | 5 years | N |  |  |  | N | Gray | 10 Amp | 10-30 Vac/dc | 1 | SPST-N/O | 10 Million Cycles Minimum Mechanical | -30 to 140 F | 5 to 95% Relative Humidity
RIBT2401B | Building Automation | Relays | Power | Power Relay, 20 Amp SPDT, 24 Vac/dc/120 Vac Coil, Hi/Lo Voltage Separation, NEMA 1 Housing | 4 | 4 | 1.8 | 0.68 | 8536.49.0075 | US - United States | https://www.functionaldevices.com/downloads/datasheets/RIBT2401B.pdf | https://www.functionaldevices.com/downloads/datasheets/RIBT2401B.pdf | https://www.functionaldevices.com/downloads/products/RIBT2401B.jpg | https://www.functionaldevices.com/downloads/products/RIBT2401B.jpg |  | 1 | CE¦CSFM¦RoHS¦UL Listed¦UL864¦UL916 | 5 years | N |  | Y | N | N | Gray | 20 Amp | 24 Vac/dc 120 Vac | 1 | SPDT | 10 Million Cycles Minimum Mechanical | -30 to 140 F |  | 16in | 600V
RIBT2401D | Building Automation | Relays | Pilot | Pilot Relay, 10 Amp DPDT, 24 Vac/dc/120 Vac Coil, Hi/Lo Voltage Separation, NEMA 1 Housing | 4 | 4 | 1.8 | 0.643 | 8536.49.0075 | US - United States | https://www.functionaldevices.com/downloads/datasheets/RIBT2401D.pdf | https://www.functionaldevices.com/downloads/datasheets/RIBT2401D.pdf | https://www.functionaldevices.com/downloads/products/RIBT2401D.jpg | https://www.functionaldevices.com/downloads/products/RIBT2401D.jpg |  | 1 | CE¦CSFM¦RoHS¦UL Listed¦UL864¦UL916 | 5 years | N |  | Y | N | N | Gray | 10 Amp | 24 Vac/dc 120 Vac | 1 | DPDT | 10 Million Cycles Minimum Mechanical | -30 to 140 F |  | 16in | 600V
RIBT2401SB | Building Automation | Relays | Power | Power Relay, 20 Amp SPST + Override, 24 Vac/dc/120 Vac Coil, Hi/Lo Voltage Separation, NEMA 1 Housing | 4 | 4 | 1.8 | 0.674 | 8536.49.0075 | US - United States | https://www.functionaldevices.com/downloads/datasheets/RIBT2401SB.pdf | https://www.functionaldevices.com/downloads/datasheets/RIBT2401SB.pdf | https://www.functionaldevices.com/downloads/products/RIBT2401SB.jpg | https://www.functionaldevices.com/downloads/products/RIBT2401SB.jpg |  | 1 | CE¦CSFM¦RoHS¦UL Listed¦UL864¦UL916 | 5 years | N |  | Y | N | N | Gray | 20 Amp | 24 Vac/dc 120 Vac | 1 | SPST | 10 Million Cycles Minimum Mechanical | -30 to 140 F |  | 16in | 600V
RIBT2401SBC | Building Automation | Relays | Power | Power Relay, 20 Amp SPDT + Override, 24 Vac/dc/120 Vac Coil, Hi/Lo Voltage Separation, NEMA 1 Housing | 4 | 4 | 1.8 | 0.79 | 8536.49.0075 | US - United States | https://www.functionaldevices.com/downloads/datasheets/RIBT2401SBC.pdf | https://www.functionaldevices.com/downloads/datasheets/RIBT2401SBC.pdf | https://www.functionaldevices.com/downloads/products/RIBT2401SBC.jpg | https://www.functionaldevices.com/downloads/products/RIBT2401SBC.jpg |  | 1 | CE¦CSFM¦RoHS¦UL Listed¦UL864¦UL916 | 5 years | N |  | Y | N | N | Gray | 20 Amp | 24 Vac/dc 120 Vac | 1 | SPDT | 10 Million Cycles Minimum Mechanical | -30 to 140 F |  | 16in | 600V
RIBT2402B | Building Automation | Relays | Power | Power Relay, 20 Amp SPDT, 24 Vac/dc/208-277 Vac Coil, Hi/Lo Voltage Separation, NEMA 1 Housing | 4 | 4 | 1.8 | 0.692 | 8536.49.0075 | US - United States | https://www.functionaldevices.com/downloads/datasheets/RIBT2402B.pdf | https://www.functionaldevices.com/downloads/datasheets/RIBT2402B.pdf | https://www.functionaldevices.com/downloads/products/RIBT2402B.jpg | https://www.functionaldevices.com/downloads/products/RIBT2402B.jpg |  | 1 | CE¦CSFM¦RoHS¦UL Listed¦UL864¦UL916 | 5 years | N |  | Y | N | N | Gray | 20 Amp | 24 Vac/dc 208-277Vac | 1 | SPDT | 10 Million Cycles Minimum Mechanical | -30 to 140 F |  | 16in | 600V
RIBT2402SB | Building Automation | Relays | Power | Power Relay, 20 Amp SPST + Override, 24 Vac/dc/208-277 Vac Coil, Hi/Lo Voltage Separation, NEMA 1 Housing | 4 | 4 | 1.8 | 0.716 | 8536.49.0075 | US - United States | https://www.functionaldevices.com/downloads/datasheets/RIBT2402SB.pdf | https://www.functionaldevices.com/downloads/datasheets/RIBT2402SB.pdf | https://www.functionaldevices.com/downloads/products/RIBT2402SB.jpg | https://www.functionaldevices.com/downloads/products/RIBT2402SB.jpg |  | 1 | CE¦CSFM¦RoHS¦UL Listed¦UL864¦UL916 | 5 years | N |  | Y | N | N | Gray | 20 Amp | 24 Vac/dc 208-277Vac | 1 | SPST | 10 Million Cycles Minimum Mechanical | -30 to 140 F |  | 16in | 600V
RIBT2402SBC | Building Automation | Relays | Power | Power Relay, 20 Amp SPDT + Override, 24 Vac/dc/208-277 Vac Coil, Hi/Lo Voltage Separation, NEMA 1 Housing | 4 | 4 | 1.8 | 0.806 | 8536.49.0075 | US - United States | https://www.functionaldevices.com/downloads/datasheets/RIBT2402SBC.pdf | https://www.functionaldevices.com/downloads/datasheets/RIBT2402SBC.pdf | https://www.functionaldevices.com/downloads/products/RIBT2402SBC.jpg | https://www.functionaldevices.com/downloads/products/RIBT2402SBC.jpg |  | 1 | CE¦CSFM¦RoHS¦UL Listed¦UL864¦UL916 | 5 years | N |  | Y | N | N | Gray | 20 Amp | 24 Vac/dc 208-277Vac | 1 | SPDT | 10 Million Cycles Minimum Mechanical | -30 to 140 F |  | 16in | 600V
RIBT242B | Building Automation | Relays | Power | Power Relays, 20 Amp 2 SPDT, 24 Vac/dc Coil, Hi/Lo Voltage Separation, NEMA 1 Housing | 4 | 4 | 1.8 | 0.897 | 8536.49.0075 | US - United States | https://www.functionaldevices.com/downloads/datasheets/RIBT242B.pdf | https://www.functionaldevices.com/downloads/datasheets/RIBT242B.pdf | https://www.functionaldevices.com/downloads/products/RIBT242B.jpg | https://www.functionaldevices.com/downloads/products/RIBT242B.jpg |  | 1 | CE¦CSFM¦RoHS¦UL Listed¦UL864¦UL916 | 5 years | N |  | Y | N | N | Gray | 20 Amp | 24 Vac/dc | 2 | 2 SPDT | 10 Million Cycles Minimum Mechanical | -30 to 140 F |  | 16in | 600V
RIBT243B | Building Automation | Relays | Power | Power Relays, 20 Amp 2 SPST-N/O + 1 SPDT, 24 Vac/dc Vac Coil, Hi/Lo Voltage Separation, NEMA 1 Housing | 4 | 4 | 1.8 | 0.961 | 8536.49.0075 | US - United States | https://www.functionaldevices.com/downloads/datasheets/RIBT243B.pdf | https://www.functionaldevices.com/downloads/datasheets/RIBT243B.pdf | https://www.functionaldevices.com/downloads/products/RIBT243B.jpg | https://www.functionaldevices.com/downloads/products/RIBT243B.jpg |  | 1 | CE¦CSFM¦RoHS¦UL Listed¦UL864¦UL916 | 5 years | N |  | Y | N | N | Gray | 20 Amp | 24 Vac/dc | 3 | 2 SPST-N/O, 1 SPDT | 10 Million Cycles Minimum Mechanical | -30 to 140 F |  | 16in | 600V
RIBT243P | Building Automation | Relays | Power | Power Relay, 20 Amp 3PST-N/O, 24 Vac/dc Coil, Hi/Lo Voltage Separation, NEMA 1 Housing | 4 | 4 | 1.8 | 0.98 | 8536.49.0075 | US - United States | https://www.functionaldevices.com/downloads/datasheets/RIBT243P.pdf | https://www.functionaldevices.com/downloads/datasheets/RIBT243P.pdf | https://www.functionaldevices.com/downloads/products/RIBT243P.jpg | https://www.functionaldevices.com/downloads/products/RIBT243P.jpg |  | 1 | CE¦RoHS¦UL Listed¦UL916 | 5 years | N |  | Y | N | N | Gray | 20 Amp | 24 Vac/dc | 1 | 3PST-N/O | 10 Million Cycles Minimum Mechanical | -30 to 140 F |  | 16in | 600V
RIBT243P-NC | Building Automation | Relays | Power | Power Relay, 20 Amp 3PST-N/C, 24 Vac/dc Coil, Hi/Lo Voltage Separation, NEMA 1 Housing | 4 | 4 | 1.8 | 1.023 | 8536.49.0075 | US - United States | https://www.functionaldevices.com/downloads/datasheets/RIBT243P.pdf | https://www.functionaldevices.com/downloads/datasheets/RIBT243P.pdf | https://www.functionaldevices.com/downloads/products/RIBT243P-NC.jpg | https://www.functionaldevices.com/downloads/products/RIBT243P-NC.jpg |  | 1 | CE¦CSFM¦RoHS¦UL Listed¦UL864¦UL916 | 5 years | N |  | Y | N | N | Gray | 20 Amp | 24 Vac/dc | 1 | 3PST-N/C | 10 Million Cycles Minimum Mechanical | -30 to 140 F |  | 16in | 600V
RIBT24B | Building Automation | Relays | Power | Power Relay, 20 Amp SPDT, 24 Vac/dc Coil, Hi/Lo Voltage Separation, NEMA 1 Housing | 4 | 4 | 1.8 | 0.675 | 8536.49.0075 | US - United States | https://www.functionaldevices.com/downloads/datasheets/RIBT24B.pdf | https://www.functionaldevices.com/downloads/datasheets/RIBT24B.pdf | https://www.functionaldevices.com/downloads/products/RIBT24B.jpg | https://www.functionaldevices.com/downloads/products/RIBT24B.jpg |  | 1 | CE¦CSFM¦RoHS¦UL Listed¦UL864¦UL916 | 5 years | N |  | Y | N | N | Gray | 20 Amp | 24 Vac/dc | 1 | SPDT | 10 Million Cycles Minimum Mechanical | -30 to 140 F |  | 16in | 600V
RIBT24B-FA | Building Automation | Relays | Polarized | Polarized Relay, 20 Amp SPDT, 24 Vac/dc Coil, Hi/Lo Voltage Separation, NEMA 1 Housing | 4 | 4 | 1.8 | 0.71 | 8536.49.0075 | US - United States | https://www.functionaldevices.com/downloads/datasheets/RIBT24B-FA.pdf | https://www.functionaldevices.com/downloads/datasheets/RIBT24B-FA.pdf | https://www.functionaldevices.com/downloads/products/RIBT24B-FA.jpg | https://www.functionaldevices.com/downloads/products/RIBT24B-FA.jpg |  | 1 | CE¦CSFM¦RoHS¦UL Listed¦UL864¦UL916 | 5 years | N |  | Y | N | N | Gray | 20 Amp | 24 Vac/dc | 1 | SPDT | 10 Million Cycles Minimum Mechanical | -30 to 140 F |  | 16in | 600V
RIBT24P | Building Automation | Relays | Power | Power Relay, 20 Amp DPDT, 24 Vac/dc Coil, Hi/Lo Voltage Separation, NEMA 1 Housing | 4 | 4 | 1.8 | 0.96 | 8536.49.0075 | US - United States | https://www.functionaldevices.com/downloads/datasheets/RIBT24P.pdf | https://www.functionaldevices.com/downloads/datasheets/RIBT24P.pdf | https://www.functionaldevices.com/downloads/products/RIBT24P.jpg | https://www.functionaldevices.com/downloads/products/RIBT24P.jpg |  | 1 | CE¦CSFM¦RoHS¦UL Listed¦UL864¦UL916 | 5 years | N |  | Y | N | N | Gray | 20 Amp | 24 Vac/dc | 1 | DPDT | 10 Million Cycles Minimum Mechanical | -30 to 140 F |  | 16in | 600V
RIBT24SB | Building Automation | Relays | Power | Power Relay, 20 Amp SPST + Override, 24 Vac/dc Coil, Hi/Lo Voltage Separation, NEMA 1 Housing | 4 | 4 | 1.8 | 0.673 | 8536.49.0075 | US - United States | https://www.functionaldevices.com/downloads/datasheets/RIBT24SB.pdf | https://www.functionaldevices.com/downloads/datasheets/RIBT24SB.pdf | https://www.functionaldevices.com/downloads/products/RIBT24SB.jpg | https://www.functionaldevices.com/downloads/products/RIBT24SB.jpg |  | 1 | CE¦CSFM¦RoHS¦UL Listed¦UL864¦UL916 | 5 years | N |  | Y | N | N | Gray | 20 Amp | 24 Vac/dc | 1 | SPST | 10 Million Cycles Minimum Mechanical | -30 to 140 F |  | 16in | 600V
RIBT24Z | Building Automation | Relays | Power | Power Relay, 30 Amp SPST-N/O + SPST-N/C, 24 Vac/dc Coil, Hi/Lo Voltage Separation, NEMA 1 Housing | 4 | 4 | 1.8 | 0.983 | 8536.49.0075 | US - United States | https://www.functionaldevices.com/downloads/datasheets/RIBT24Z.pdf | https://www.functionaldevices.com/downloads/datasheets/RIBT24Z.pdf | https://www.functionaldevices.com/downloads/products/RIBT24Z.jpg | https://www.functionaldevices.com/downloads/products/RIBT24Z.jpg |  | 1 | CE¦CSFM¦RoHS¦UL Listed¦UL864¦UL916 | 5 years | N |  | Y | N | N | Gray | 30 Amp | 24 Vac/dc | 1 | 1 SPST-N/O, 1 SPST-N/C | 10 Million Cycles Minimum Mechanical | -30 to 140 F |  | 16in | 600V
RIBTD2401B | Building Automation | Relays | Power | Time Delay Power Relay, 20 Amp SPDT, 24 Vac/dc/120 Vac Coil, NEMA 1 Housing | 4 | 4 | 1.8 | 0.8 | 8536.49.0075 | US - United States | https://www.functionaldevices.com/downloads/datasheets/RIBTD2401B.pdf | https://www.functionaldevices.com/downloads/datasheets/RIBTD2401B.pdf | https://www.functionaldevices.com/downloads/products/RIBTD2401B.jpg | https://www.functionaldevices.com/downloads/products/RIBTD2401B.jpg |  | 1 | CE¦CSFM¦RoHS¦UL Listed¦UL864¦UL916 | 5 years | N |  | Y | N | N | Gray | 20 Amp | 24 Vac/dc 120 Vac | 1 | SPDT | 10 Million Cycles Minimum Mechanical | -30 to 140 F |  | 16in | 600V
RIBTE01B | Building Automation | Relays | Optoisolated | Low Input/Optoisolated Relay, 20 Amp SPDT, 120 Vac Power Input, 5-25 Vac/dc Control Input, Hi/Lo Voltage Separation, NEMA 1 Housing | 4 | 4 | 1.8 | 0.771 | 8536.49.0075 | US - United States | https://www.functionaldevices.com/downloads/datasheets/RIBTE01B.pdf | https://www.functionaldevices.com/downloads/datasheets/RIBTE01B.pdf | https://www.functionaldevices.com/downloads/products/RIBTE01B.jpg | https://www.functionaldevices.com/downloads/products/RIBTE01B.jpg |  | 1 | CE¦CSFM¦RoHS¦UL Listed¦UL864¦UL916 | 5 years | N |  | Y | N | N | Gray | 20 Amp | 120 Vac | 1 | SPDT | 10 Million Cycles Minimum Mechanical | -30 to 140 F |  | 16in | 600V
RIBTE01P | Building Automation | Relays | Optoisolated | Low Input/Optoisolated Relay, 20 Amp DPDT, 120 Vac/dc Power Input, 5-25 Vac Control Input, Hi/Lo Voltage Separation, NEMA 1 Housing | 4 | 4 | 1.8 | 1.088 | 8536.49.0075 | US - United States | https://www.functionaldevices.com/downloads/datasheets/RIBTE01P.pdf | https://www.functionaldevices.com/downloads/datasheets/RIBTE01P.pdf | https://www.functionaldevices.com/downloads/products/RIBTE01P.jpg | https://www.functionaldevices.com/downloads/products/RIBTE01P.jpg |  | 1 | CE¦CSFM¦RoHS¦UL Listed¦UL864¦UL916 | 5 years | N |  | Y | N | N | Gray | 20 Amp | 120 Vac | 1 | DPDT | 10 Million Cycles Minimum Mechanical | -30 to 140 F |  | 16in | 600V
RIBTE01P-S | Building Automation | Relays | Optoisolated | Low Input/Optoisolated Relay, 20 Amp DPDT + Override, 120 Vac Power Input, 5-25 Vac/dc Control Input, Hi/Lo Voltage Separation, NEMA 1 Housing | 4 | 4 | 1.8 | 1.088 | 8536.49.0075 | US - United States | https://www.functionaldevices.com/downloads/datasheets/RIBTE01P-S.pdf | https://www.functionaldevices.com/downloads/datasheets/RIBTE01P-S.pdf | https://www.functionaldevices.com/downloads/products/RIBTE01P-S.jpg | https://www.functionaldevices.com/downloads/products/RIBTE01P-S.jpg |  | 1 | CE¦CSFM¦RoHS¦UL Listed¦UL864¦UL916 | 5 years | N |  | Y | N | N | Gray | 20 Amp | 120 Vac | 1 | DPDT | 10 Million Cycles Minimum Mechanical | -30 to 140 F |  | 16in | 600V
RIBTE01SB | Building Automation | Relays | Optoisolated | Low Input/Optoisolated Relay, 20 Amp SPST + Override, 120 Vac/dc Power Input, 5-25 Vac Control Input, Hi/Lo Voltage Separation, NEMA 1 Housing | 4 | 4 | 1.8 | 0.798 | 8536.49.0075 | US - United States | https://www.functionaldevices.com/downloads/datasheets/RIBTE01SB.pdf | https://www.functionaldevices.com/downloads/datasheets/RIBTE01SB.pdf | https://www.functionaldevices.com/downloads/products/RIBTE01SB.jpg | https://www.functionaldevices.com/downloads/products/RIBTE01SB.jpg |  | 1 | CE¦CSFM¦RoHS¦UL Listed¦UL864¦UL916 | 5 years | N |  | Y | N | N | Gray | 20 Amp | 120 Vac | 1 | SPST | 10 Million Cycles Minimum Mechanical | -30 to 140 F |  | 16in | 600V
RIBTE02B | Building Automation | Relays | Optoisolated | Low Input/Optoisolated Relay, 20 Amp SPDT, 208-277 Vac Power Input, 5-25 Vac/dc Control Input, Hi/Lo Voltage Separation, NEMA 1 Housing | 4 | 4 | 1.8 | 0.81 | 8536.49.0075 | US - United States | https://www.functionaldevices.com/downloads/datasheets/RIBTE02B.pdf | https://www.functionaldevices.com/downloads/datasheets/RIBTE02B.pdf | https://www.functionaldevices.com/downloads/products/RIBTE02B.jpg | https://www.functionaldevices.com/downloads/products/RIBTE02B.jpg |  | 1 | CE¦CSFM¦RoHS¦UL Listed¦UL864¦UL916 | 5 years | N |  | Y | N | N | Gray | 20 Amp | 208-277Vac | 1 | SPDT | 10 Million Cycles Minimum Mechanical | -30 to 140 F |  | 16in | 600V
RIBTE02P | Building Automation | Relays | Optoisolated | Low Input/Optoisolated Relay, 20 Amp DPDT, 208-277 Vac Power Input, 5-25 Vac Control Input, Hi/Lo Voltage Separation, NEMA 1 Housing | 4 | 4 | 1.8 | 1.068 | 8536.49.0075 | US - United States | https://www.functionaldevices.com/downloads/datasheets/RIBTE02P.pdf | https://www.functionaldevices.com/downloads/datasheets/RIBTE02P.pdf | https://www.functionaldevices.com/downloads/products/RIBTE02P.jpg | https://www.functionaldevices.com/downloads/products/RIBTE02P.jpg |  | 1 | CE¦CSFM¦RoHS¦UL Listed¦UL864¦UL916 | 5 years | N |  | Y | N | N | Gray | 20 Amp | 208-277Vac | 1 | DPDT | 10 Million Cycles Minimum Mechanical | -30 to 140 F |  | 16in | 600V
RIBTE02P-S | Building Automation | Relays | Optoisolated | Low Input/Optoisolated Relay, 20 Amp DPDT + Override, 208-277 Vac Power Input, 5-25 Vac/dc Control Input, Hi/Lo Voltage Separation, NEMA 1 Housing | 4 | 4 | 1.8 | 1.068 | 8536.49.0075 | US - United States | https://www.functionaldevices.com/downloads/datasheets/RIBTE02P-S.pdf | https://www.functionaldevices.com/downloads/datasheets/RIBTE02P-S.pdf | https://www.functionaldevices.com/downloads/products/RIBTE02P-S.jpg | https://www.functionaldevices.com/downloads/products/RIBTE02P-S.jpg |  | 1 | CE¦CSFM¦RoHS¦UL Listed¦UL864¦UL916 | 5 years | N |  | Y | N | N | Gray | 20 Amp | 208-277Vac | 1 | DPDT | 10 Million Cycles Minimum Mechanical | -30 to 140 F |  | 16in | 600V
RIBTE02SB | Building Automation | Relays | Optoisolated | Low Input/Optoisolated Relay, 20 Amp SPST + Override, 208-277 Vac Power Input, 5-25 Vac Control Input, Hi/Lo Voltage Separation, NEMA 1 Housing | 4 | 4 | 1.8 | 0.81 | 8536.49.0075 | US - United States | https://www.functionaldevices.com/downloads/datasheets/RIBTE02SB.pdf | https://www.functionaldevices.com/downloads/datasheets/RIBTE02SB.pdf | https://www.functionaldevices.com/downloads/products/RIBTE02SB.jpg | https://www.functionaldevices.com/downloads/products/RIBTE02SB.jpg |  | 1 | CE¦CSFM¦RoHS¦UL Listed¦UL864¦UL916 | 5 years | N |  | Y | N | N | Gray | 20 Amp | 208-277Vac | 1 | SPST | 10 Million Cycles Minimum Mechanical | -30 to 140 F |  | 16in | 600V
RIBTE24B | Building Automation | Relays | Optoisolated | Low Input/Optoisolated Relay, 20 Amp SPDT, 24 Vac/dc Power Input, 5-25 Vac/dc Control Input, Hi/Lo Voltage Separation, NEMA 1 Housing | 4 | 4 | 1.8 | 0.711 | 8536.49.0075 | US - United States | https://www.functionaldevices.com/downloads/datasheets/RIBTE24B.pdf | https://www.functionaldevices.com/downloads/datasheets/RIBTE24B.pdf | https://www.functionaldevices.com/downloads/products/RIBTE24B.jpg | https://www.functionaldevices.com/downloads/products/RIBTE24B.jpg |  | 1 | CE¦CSFM¦RoHS¦UL Listed¦UL864¦UL916 | 5 years | N |  | Y | N | N | Gray | 20 Amp | 24 Vac/dc | 1 | SPDT | 10 Million Cycles Minimum Mechanical | -30 to 140 F |  | 16in | 600V
RIBTE24P | Building Automation | Relays | Optoisolated | Low Input/Optoisolated Relay, 20 Amp DPDT, 24 Vac/dc Power Input, 5-25 Vac/dc Control Input, Hi/Lo Voltage Separation, NEMA 1 Housing | 4 | 4 | 1.8 | 1.056 | 8536.49.0075 | US - United States | https://www.functionaldevices.com/downloads/datasheets/RIBTE24P.pdf | https://www.functionaldevices.com/downloads/datasheets/RIBTE24P.pdf | https://www.functionaldevices.com/downloads/products/RIBTE24P.jpg | https://www.functionaldevices.com/downloads/products/RIBTE24P.jpg |  | 1 | CE¦CSFM¦RoHS¦UL Listed¦UL864¦UL916 | 5 years | N |  | Y | N | N | Gray | 20 Amp | 24 Vac/dc | 1 | DPDT | 10 Million Cycles Minimum Mechanical | -30 to 140 F |  | 16in | 600V
RIBTE24SB | Building Automation | Relays | Optoisolated | Low Input/Optoisolated Relay, 20 Amp SPST + Override, 24 Vac/dc Power Input, 5-25 Vac/dc Control Input, Hi/Lo Voltage Separation, NEMA 1 Housing | 4 | 4 | 1.8 | 0.76 | 8536.49.0075 | US - United States | https://www.functionaldevices.com/downloads/datasheets/RIBTE24SB.pdf | https://www.functionaldevices.com/downloads/datasheets/RIBTE24SB.pdf | https://www.functionaldevices.com/downloads/products/RIBTE24SB.jpg | https://www.functionaldevices.com/downloads/products/RIBTE24SB.jpg |  | 1 | CE¦CSFM¦RoHS¦UL Listed¦UL864¦UL916 | 5 years | N |  | Y | N | N | Gray | 20 Amp | 24 Vac/dc | 1 | SPST | 10 Million Cycles Minimum Mechanical | -30 to 140 F |  | 16in | 600V
RIBTELC | Building Automation | Relays | Optoisolated | Low Input/Optoisolated Relay, 10 Amp SPDT, 10-30 Vac/dc Power Input, 5-25 Vac/dc Control Input, Hi/Lo Voltage Separation, NEMA 1 Housing | 4 | 4 | 1.8 | 0.672 | 8536.49.0075 | US - United States | https://www.functionaldevices.com/downloads/datasheets/RIBTELC.pdf | https://www.functionaldevices.com/downloads/datasheets/RIBTELC.pdf | https://www.functionaldevices.com/downloads/products/RIBTELC.jpg | https://www.functionaldevices.com/downloads/products/RIBTELC.jpg |  | 1 | CE¦CSFM¦RoHS¦UL Listed¦UL864¦UL916 | 5 years | N |  | Y | N | N | Gray | 10 Amp | 10-30Vac/dc | 1 | SPDT | 10 Million Cycles Minimum Mechanical | -30 to 140 F |  | 16in | 600V
RIBTELS | Building Automation | Relays | Optoisolated | Low Input/Optoisolated Relay, 10 Amp SPST + Override, 10-30 Vac/dc Power Input, 5-25 Vac/dc Control Input, Hi/Lo Voltage Separation, NEMA 1 Housing | 4 | 4 | 1.8 | 0.666 | 8536.49.0075 | US - United States | https://www.functionaldevices.com/downloads/datasheets/RIBTELS.pdf | https://www.functionaldevices.com/downloads/datasheets/RIBTELS.pdf | https://www.functionaldevices.com/downloads/products/RIBTELS.jpg | https://www.functionaldevices.com/downloads/products/RIBTELS.jpg |  | 1 | CE¦CSFM¦RoHS¦UL Listed¦UL864¦UL916 | 5 years | N |  | Y | N | N | Gray | 10 Amp | 10-30Vac/dc | 1 | SPST | 10 Million Cycles Minimum Mechanical | -30 to 140 F |  | 16in | 600V
RIBTH1C | Building Automation | Relays | Pilot | Pilot Relay, 10 Amp SPDT, 10-30 Vac/dc/208-277 Vac Coil, Hi/Lo Voltage Separation, NEMA 1 Housing | 4 | 4 | 1.8 | 0.646 | 8536.49.0075 | US - United States | https://www.functionaldevices.com/downloads/datasheets/RIBTH1C.pdf | https://www.functionaldevices.com/downloads/datasheets/RIBTH1C.pdf | https://www.functionaldevices.com/downloads/products/RIBTH1C.jpg | https://www.functionaldevices.com/downloads/products/RIBTH1C.jpg |  | 1 | CE¦CSFM¦RoHS¦UL Listed¦UL864¦UL916 | 5 years | N |  | Y | N | N | Gray | 10 Amp | 10-30Vac/dc 208-277Vac | 1 | SPDT | 10 Million Cycles Minimum Mechanical | -30 to 140 F |  | 16in | 600V
RIBTH1S | Building Automation | Relays | Pilot | Pilot Relay, 10 Amp SPST + Override, 10-30 Vac/dc/208-277 Vac Coil, Hi/Lo Voltage Separation, NEMA 1 Housing | 4 | 4 | 1.8 | 0.652 | 8536.49.0075 | US - United States | https://www.functionaldevices.com/downloads/datasheets/RIBTH1S.pdf | https://www.functionaldevices.com/downloads/datasheets/RIBTH1S.pdf | https://www.functionaldevices.com/downloads/products/RIBTH1S.jpg | https://www.functionaldevices.com/downloads/products/RIBTH1S.jpg |  | 1 | CE¦CSFM¦RoHS¦UL Listed¦UL864¦UL916 | 5 years | N |  | Y | N | N | Gray | 10 Amp | 10-30Vac/dc 208-277Vac | 1 | SPST-N/O | 10 Million Cycles Minimum Mechanical | -30 to 140 F |  | 16in | 600V
RIBTH1SC | Building Automation | Relays | Pilot | Pilot Relay, 10 Amp SPDT + Override, 10-30 Vac/dc/208-277 Vac Coil, Hi/Lo Voltage Separation, NEMA 1 Housing | 4 | 4 | 1.8 | 0.661 | 8536.49.0075 | US - United States | https://www.functionaldevices.com/downloads/datasheets/RIBTH1SC.pdf | https://www.functionaldevices.com/downloads/datasheets/RIBTH1SC.pdf | https://www.functionaldevices.com/downloads/products/RIBTH1SC.jpg | https://www.functionaldevices.com/downloads/products/RIBTH1SC.jpg |  | 1 | CE¦CSFM¦RoHS¦UL Listed¦UL864¦UL916 | 5 years | N |  | Y | N | N | Gray | 10 Amp | 10-30Vac/dc 208-277Vac | 1 | SPDT | 10 Million Cycles Minimum Mechanical | -30 to 140 F |  | 16in | 600V
RIBTH2C | Building Automation | Relays | Pilot | Pilot Relays, 10 Amp 2 SPDT, 10-30 Vac/dc/208-277 Vac Coil, Hi/Lo Voltage Separation, NEMA 1 Housing | 4 | 4 | 1.8 | 0.858 | 8536.49.0075 | US - United States | https://www.functionaldevices.com/downloads/datasheets/RIBTH2C.pdf | https://www.functionaldevices.com/downloads/datasheets/RIBTH2C.pdf | https://www.functionaldevices.com/downloads/products/RIBTH2C.jpg | https://www.functionaldevices.com/downloads/products/RIBTH2C.jpg |  | 1 | CE¦CSFM¦RoHS¦UL Listed¦UL864¦UL916 | 5 years | N |  | Y | N | N | Gray | 10 Amp | 10-30Vac/dc 208-277Vac | 2 | 2 SPDT | 10 Million Cycles Minimum Mechanical | -30 to 140 F |  | 16in | 600V
RIBTPM413-BC | Building Automation | Power Monitoring | Power Meters | Power Meter, 120-277 Vac, 3-Phase, NEMA 1 Housing | 4.28 | 7 | 0.85 | 1.05 | 8536.49.0075 | US - United States | https://www.functionaldevices.com/downloads/datasheets/RIBTPM413-BC.pdf | https://www.functionaldevices.com/downloads/datasheets/RIBTPM413-BC.pdf | https://www.functionaldevices.com/downloads/products/RIBTPM413-BC.jpg | https://www.functionaldevices.com/downloads/products/RIBTPM413-BC.jpg | https://www.functionaldevices.com/downloads/bulletins/B2646_393290.pdf | 1 | BTL Certified¦CE¦RoHS¦UL Listed | 5 years | N |  | Y | N | N | Green |  | 120-277 Vac |  |  |  | -4 to 158 F |  | 0
RIBTU1C | Building Automation | Relays | Pilot | Pilot Relay, 10 Amp SPDT, 10-30 Vac/dc/120 Vac Coil, Hi/Lo Voltage Separation, NEMA 1 Housing | 4 | 4 | 1.8 | 0.624 | 8536.49.0075 | US - United States | https://www.functionaldevices.com/downloads/datasheets/RIBTU1C.pdf | https://www.functionaldevices.com/downloads/datasheets/RIBTU1C.pdf | https://www.functionaldevices.com/downloads/products/RIBTU1C.jpg | https://www.functionaldevices.com/downloads/products/RIBTU1C.jpg |  | 1 | CE¦CSFM¦RoHS¦UL Listed¦UL864¦UL916 | 5 years | N |  | Y | N | N | Gray | 10 Amp | 10-30Vac/dc 120 Vac | 1 | SPDT | 10 Million Cycles Minimum Mechanical | -30 to 140 F |  | 16in | 600V
RIBTU1S | Building Automation | Relays | Pilot | Pilot Relay, 10 Amp SPST + Override, 10-30 Vac/dc/120 Vac Coil, Hi/Lo Voltage Separation, NEMA 1 Housing | 4 | 4 | 1.8 | 0.632 | 8536.49.0075 | US - United States | https://www.functionaldevices.com/downloads/datasheets/RIBTU1S.pdf | https://www.functionaldevices.com/downloads/datasheets/RIBTU1S.pdf | https://www.functionaldevices.com/downloads/products/RIBTU1S.jpg | https://www.functionaldevices.com/downloads/products/RIBTU1S.jpg |  | 1 | CE¦CSFM¦RoHS¦UL Listed¦UL864¦UL916 | 5 years | N |  | Y | N | N | Gray | 10 Amp | 10-30Vac/dc 120 Vac | 1 | SPST-N/O | 10 Million Cycles Minimum Mechanical | -30 to 140 F |  | 16in | 600V
RIBTU1SC | Building Automation | Relays | Pilot | Pilot Relay, 10 Amp SPDT + Override, 10-30 Vac/dc/120 Vac Coil, Hi/Lo Voltage Separation, NEMA 1 Housing | 4 | 4 | 1.8 | 0.69 | 8536.49.0075 | US - United States | https://www.functionaldevices.com/downloads/datasheets/RIBTU1SC.pdf | https://www.functionaldevices.com/downloads/datasheets/RIBTU1SC.pdf | https://www.functionaldevices.com/downloads/products/RIBTU1SC.jpg | https://www.functionaldevices.com/downloads/products/RIBTU1SC.jpg |  | 1 | CE¦CSFM¦RoHS¦UL Listed¦UL864¦UL916 | 5 years | N |  | Y | N | N | Gray | 10 Amp | 10-30Vac/dc 120 Vac | 1 | SPDT | 10 Million Cycles Minimum Mechanical | -30 to 140 F |  | 16in | 600V
RIBTU2C | Building Automation | Relays | Pilot | Pilot Relays, 10 Amp 2 SPDT, 10-30 Vac/dc/120 Vac Coil, Hi/Lo Voltage Separation, NEMA 1 Housing | 4 | 4 | 1.8 | 0.809 | 8536.49.0075 | US - United States | https://www.functionaldevices.com/downloads/datasheets/RIBTU2C.pdf | https://www.functionaldevices.com/downloads/datasheets/RIBTU2C.pdf | https://www.functionaldevices.com/downloads/products/RIBTU2C.jpg | https://www.functionaldevices.com/downloads/products/RIBTU2C.jpg |  | 1 | CE¦CSFM¦RoHS¦UL Listed¦UL864¦UL916 | 5 years | N |  | Y | N | N | Gray | 10 Amp | 10-30Vac/dc 120 Vac | 2 | 2 SPDT | 10 Million Cycles Minimum Mechanical | -30 to 140 F |  | 16in | 600V
RIBTW2401B-BC | Building Automation | Intelligent Field Devices | BACnet | BACnet MS/TP Network Relay Device, One Binary Output, One Binary Input, 24 Vac/dc/120 Vac Power Input, NEMA 1 Housing | 4 | 4 | 1.8 | 0.83 | 8536.49.0075 | US - United States | https://www.functionaldevices.com/downloads/datasheets/RIBTW2401B-BC.pdf | https://www.functionaldevices.com/downloads/datasheets/RIBTW2401B-BC.pdf | https://www.functionaldevices.com/downloads/products/RIBTW2401B-BC.jpg | https://www.functionaldevices.com/downloads/products/RIBTW2401B-BC.jpg | https://www.functionaldevices.com/downloads/bulletins/B2028_393243.pdf | 1 | BTL Certified¦CE¦RoHS¦UL Listed¦UL916 | 5 years | N |  | Y | N | N | Gray | 20 Amp | 24 Vac/dc 120 Vac | 1 | SPDT | 10 Million Cycles Minimum Mechanical | -30 to 140 F |  | 16in | 600V
RIBTW2401B-LN | Building Automation | Intelligent Field Devices | LonMark | LonWorks Dual I/O Device, One Binary Output, One Binary Input, 24 Vac/dc or 120 Vac Power Input, NEMA 1 Housing | 4 | 4 | 1.8 | 0.823 | 8536.49.0075 | US - United States | https://www.functionaldevices.com/downloads/datasheets/RIBTW2401B-LN.pdf | https://www.functionaldevices.com/downloads/datasheets/RIBTW2401B-LN.pdf | https://www.functionaldevices.com/downloads/products/RIBTW2401B-LN.jpg | https://www.functionaldevices.com/downloads/products/RIBTW2401B-LN.jpg |  | 1 | CE¦RoHS¦UL Listed¦FCC¦LonMark¦UL916 | 5 years | N |  | Y | N | N | Gray | 20 Amp | 24 Vac/dc 120 Vac | 1 | SPDT | 10 Million Cycles Minimum Mechanical | -30 to 140 F |  | 16in | 600V
RIBTW2401B-LN-P1 | Building Automation | Intelligent Field Devices | LonMark | LonWorks Dual I/O Device, One Binary Output, One Binary Input, 24 Vac/dc or 120 Vac Power Input, P1 Pre-Programmed Option Allows Dry Contact Binary Input to Command Relay, NEMA 1 Housing | 4 | 4 | 1.8 | 0.823 | 8536.49.0075 | US - United States | https://www.functionaldevices.com/downloads/datasheets/RIBTW2401B-LN.pdf | https://www.functionaldevices.com/downloads/datasheets/RIBTW2401B-LN.pdf | https://www.functionaldevices.com/downloads/products/RIBTW2401B-LN-P1.jpg | https://www.functionaldevices.com/downloads/products/RIBTW2401B-LN-P1.jpg |  | 1 | CE¦RoHS¦UL Listed¦FCC¦LonMark¦UL916 | 5 years | N |  | Y | N | N | Gray | 20 Amp | 24 Vac/dc 120 Vac | 1 | SPDT | 10 Million Cycles Minimum Mechanical | -30 to 140 F |  | 16in | 600V
RIBTW2401SB-LN | Building Automation | Intelligent Field Devices | LonMark | LonWorks Dual I/O Device, One Binary Output + Override, One Binary Input, 24 Vac/dc or 120 Vac Power Input, NEMA 1 Housing | 4 | 4 | 1.8 | 0.804 | 8536.49.0075 | US - United States | https://www.functionaldevices.com/downloads/datasheets/RIBTW2401SB-LN.pdf | https://www.functionaldevices.com/downloads/datasheets/RIBTW2401SB-LN.pdf | https://www.functionaldevices.com/downloads/products/RIBTW2401SB-LN.jpg | https://www.functionaldevices.com/downloads/products/RIBTW2401SB-LN.jpg |  | 1 | CE¦RoHS¦UL Listed¦FCC¦LonMark¦UL916 | 5 years | N |  | Y | N | N | Gray | 20 Amp | 24 Vac/dc 120 Vac | 1 | SPST | 10 Million Cycles Minimum Mechanical | -30 to 140 F |  | 16in | 600V
RIBTW2401SB-LN-P1 | Building Automation | Intelligent Field Devices | LonMark | LonWorks Dual I/O Device, One Binary Output + Override, One Binary Input, 24 Vac/dc or 120 Vac Power Input, P1 Pre-Programmed Option Allows Dry Contact to Command Relay, NEMA 1 Housing | 4 | 4 | 1.8 | 0.84 | 8536.49.0075 | US - United States | https://www.functionaldevices.com/downloads/datasheets/RIBTW2401SB-LN.pdf | https://www.functionaldevices.com/downloads/datasheets/RIBTW2401SB-LN.pdf | https://www.functionaldevices.com/downloads/products/RIBTW2401SB-LN-P1.jpg | https://www.functionaldevices.com/downloads/products/RIBTW2401SB-LN-P1.jpg |  | 1 | CE¦RoHS¦UL Listed¦FCC¦LonMark¦UL916 | 5 years | N |  | Y | N | N | Gray | 20 Amp | 24 Vac/dc 120 Vac | 1 | SPST | 10 Million Cycles Minimum Mechanical | -30 to 140 F |  | 16in | 600V
RIBTW2402B-BC | Building Automation | Intelligent Field Devices | BACnet | BACnet MS/TP Network Relay Device, One Binary Output, One Binary Input, 24Vac/dc/208-277Vac Power Input, NEMA 1 Housing | 4 | 4 | 1.8 | 0.83 | 8536.49.0075 | US - United States | https://www.functionaldevices.com/downloads/datasheets/RIBTW2402B-BC.pdf | https://www.functionaldevices.com/downloads/datasheets/RIBTW2402B-BC.pdf | https://www.functionaldevices.com/downloads/products/RIBTW2402B-BC.jpg | https://www.functionaldevices.com/downloads/products/RIBTW2402B-BC.jpg | https://www.functionaldevices.com/downloads/bulletins/B2028_393243.pdf | 1 | BTL Certified¦CE¦RoHS¦UL Listed¦UL916 | 5 years | N |  | Y | N | N | Gray | 20 Amp | 24 Vac/dc 208-277Vac | 1 | SPDT | 10 Million Cycles Minimum Mechanical | -30 to 140 F |  | 16in | 600V
RIBTW2402B-LN | Building Automation | Intelligent Field Devices | LonMark | LonWorks Dual I/O Device, One Binary Output, One Binary Input, 24 Vac/dc or 208-277 Vac Power Input, NEMA 1 Housing | 4 | 4 | 1.8 | 0.82 | 8536.49.0075 | US - United States | https://www.functionaldevices.com/downloads/datasheets/RIBTW2402B-LN.pdf | https://www.functionaldevices.com/downloads/datasheets/RIBTW2402B-LN.pdf | https://www.functionaldevices.com/downloads/products/RIBTW2402B-LN.jpg | https://www.functionaldevices.com/downloads/products/RIBTW2402B-LN.jpg |  | 1 | CE¦RoHS¦UL Listed¦FCC¦LonMark¦UL916 | 5 years | N |  | Y | N | N | Gray | 20 Amp | 24 Vac/dc 208-277Vac | 1 | SPDT | 10 Million Cycles Minimum Mechanical | -30 to 140 F |  | 16in | 600V
RIBTW2402B-LN-P1 | Building Automation | Intelligent Field Devices | LonMark | LonWorks Dual I/O Device, One Binary Output, One Binary Input, 24 Vac/dc or 208-277 Vac Power Input, P1 Pre-Programmed Option Allows Dry Contact to Command Relay, NEMA 1 Housing | 4 | 4 | 1.8 | 0.82 | 8536.49.0075 | US - United States | https://www.functionaldevices.com/downloads/datasheets/RIBTW2402B-LN.pdf | https://www.functionaldevices.com/downloads/datasheets/RIBTW2402B-LN.pdf | https://www.functionaldevices.com/downloads/products/RIBTW2402B-LN-P1.jpg | https://www.functionaldevices.com/downloads/products/RIBTW2402B-LN-P1.jpg |  | 1 | CE¦RoHS¦UL Listed¦FCC¦LonMark¦UL916 | 5 years | N |  | Y | N | N | Gray | 20 Amp | 24 Vac/dc 208-277Vac | 1 | SPDT | 10 Million Cycles Minimum Mechanical | -30 to 140 F |  | 16in | 600V
RIBTW2402SB-LN | Building Automation | Intelligent Field Devices | LonMark | LonWorks Dual I/O Device, One Binary Output + Override, One Binary Input, 24 Vac/dc or 208-277 Vac Power Input, NEMA 1 Housing | 4 | 4 | 1.8 | 0.804 | 8536.49.0075 | US - United States | https://www.functionaldevices.com/downloads/datasheets/RIBTW2402SB-LN.pdf | https://www.functionaldevices.com/downloads/datasheets/RIBTW2402SB-LN.pdf | https://www.functionaldevices.com/downloads/products/RIBTW2402SB-LN.jpg | https://www.functionaldevices.com/downloads/products/RIBTW2402SB-LN.jpg |  | 1 | CE¦RoHS¦UL Listed¦FCC¦LonMark¦UL916 | 5 years | N |  | Y | N | N | Gray | 20 Amp | 24 Vac/dc 208-277Vac | 1 | SPST | 10 Million Cycles Minimum Mechanical | -30 to 140 F |  | 16in | 600V
RIBTW2402SB-LN-P1 | Building Automation | Intelligent Field Devices | LonMark | LonWorks Dual I/O Device, One Binary Output + Override, One Binary Input, 24 Vac/dc or 208-277 Vac Power Input, P1 Pre-Programmed Option Allows Dry Contact to Command Relay, NEMA 1 Housing | 4 | 4 | 1.8 | 0.85 | 8536.49.0075 | US - United States | https://www.functionaldevices.com/downloads/datasheets/RIBTW2402SB-LN.pdf | https://www.functionaldevices.com/downloads/datasheets/RIBTW2402SB-LN.pdf | https://www.functionaldevices.com/downloads/products/RIBTW2402SB-LN-P1.jpg | https://www.functionaldevices.com/downloads/products/RIBTW2402SB-LN-P1.jpg |  | 1 | CE¦RoHS¦UL Listed¦FCC¦LonMark¦UL916 | 5 years | N |  | Y | N | N | Gray | 20 Amp | 24 Vac/dc 208-277Vac | 1 | SPST | 10 Million Cycles Minimum Mechanical | -30 to 140 F |  | 16in | 600V
RIBTW24B-BCAI | Building Automation | Intelligent Field Devices | BACnet | BACnet MS/TP Network Relay Device with Binary Output Set Point, One Binary Output + Override, Two Binary Inputs, One Analog Input, 24 Vac/dc Power Input, NEMA 1 Housing | 4.28 | 7 | 2 | 0.532 | 8536.49.0075 | US - United States | https://www.functionaldevices.com/downloads/datasheets/RIBTW24B-BCAI.pdf | https://www.functionaldevices.com/downloads/datasheets/RIBTW24B-BCAI.pdf | https://www.functionaldevices.com/downloads/products/RIBTW24B-BCAI.jpg | https://www.functionaldevices.com/downloads/products/RIBTW24B-BCAI.jpg | https://www.functionaldevices.com/downloads/bulletins/B2028_393243.pdf¦https://www.functionaldevices.com/downloads/bulletins/B1243_393120.pdf | 1 | CE¦RoHS¦UL Listed¦UL916¦BTL Certified | 5 years | N |  | Y | N | N | Gray | 20 Amp | 24 Vac/dc | 1 | SPDT | 10 Million Cycles Minimum Mechanical | -30 to 140 F
RIBTW24B-BCAI-N4 | Building Automation | Intelligent Field Devices | BACnet | BACnet MS/TP Network Relay Device with Binary Output Set Point, One Binary Output + Override, Two Binary Inputs, One Analog Input, 24 Vac/dc Power Input, NEMA 4 Housing, | 4.28 | 7 | 2 | 1.074 | 8536.49.0075 | US - United States | https://www.functionaldevices.com/downloads/datasheets/RIBTW24B-BCAI.pdf | https://www.functionaldevices.com/downloads/datasheets/RIBTW24B-BCAI.pdf | https://www.functionaldevices.com/downloads/products/RIBTW24B-BCAI-N4.jpg | https://www.functionaldevices.com/downloads/products/RIBTW24B-BCAI-N4.jpg | https://www.functionaldevices.com/downloads/bulletins/B2028_393243.pdf¦https://www.functionaldevices.com/downloads/bulletins/B1243_393120.pdf¦https://www.functionaldevices.com/downloads/bulletins/B1308_393138.pdf | 1 | CE¦RoHS¦UL Listed¦UL916¦BTL Certified | 5 years | N |  | Y | N | N | Gray | 20 Amp | 24 Vac/dc | 1 | SPDT | 10 Million Cycles Minimum Mechanical | -30 to 140 F
RIBTW24B-BCAO | Building Automation | Intelligent Field Devices | BACnet | BACnet MS/TP Network Relay Device, One Binary Output + Override, One Binary Input, One Analog Output, One Analog Input, 24Vac/dc Power Input, NEMA 1 Housing | 4.28 | 7 | 2 | 1.074 | 8536.49.0075 | US - United States | https://www.functionaldevices.com/downloads/datasheets/RIBTW24B-BCAO.pdf | https://www.functionaldevices.com/downloads/datasheets/RIBTW24B-BCAO.pdf | https://www.functionaldevices.com/downloads/products/RIBTW24B-BCAO.jpg | https://www.functionaldevices.com/downloads/products/RIBTW24B-BCAO.jpg | https://www.functionaldevices.com/downloads/bulletins/B2028_393243.pdf¦https://www.functionaldevices.com/downloads/bulletins/B1756_393218.pdf | 1 | BTL Certified¦CE¦RoHS¦UL Listed¦UL916 | 5 years | N |  | Y | N | N | Gray | 20 Amp | 24 Vac/dc | 1 | SPDT | 10 Million Cycles Minimum Mechanical | -30 to 140 F
RIBTW24B-MBAI | Building Automation | Intelligent Field Devices | ModBus | MODbus RTU Network Relay Device, One Binary Output + Override, Two Binary Inputs, One Analog Input, 24 Vac/dc Power Input, NEMA 1 Housing | 4.28 | 7 | 2 | 1.074 | 8536.49.0075 | US - United States | https://www.functionaldevices.com/downloads/datasheets/RIBTW24B-MBAI.pdf | https://www.functionaldevices.com/downloads/datasheets/RIBTW24B-MBAI.pdf | https://www.functionaldevices.com/downloads/products/RIBTW24B-MBAI.jpg | https://www.functionaldevices.com/downloads/products/RIBTW24B-MBAI.jpg | https://www.functionaldevices.com/downloads/bulletins/B1676_393208.pdf | 1 | CE¦RoHS¦UL Listed¦UL916 | 5 years | N |  | Y | N | N | Gray | 20 Amp | 24 Vac/dc | 1 | SPDT | 10 Million Cycles Minimum Mechanical | -30 to 140 F
RIBTW24SB-LNAI | Building Automation | Intelligent Field Devices | LonMark | LonWorks Three I/O Device, One Binary Output + Override, One Binary Input, One Analog Input, 24 Vac/dc Power Input, NEMA 1 Housing | 4.28 | 7 | 2 | 1.027 | 8536.49.0075 | US - United States | https://www.functionaldevices.com/downloads/datasheets/RIBTW24SB-LNAI.pdf | https://www.functionaldevices.com/downloads/datasheets/RIBTW24SB-LNAI.pdf | https://www.functionaldevices.com/downloads/products/RIBTW24SB-LNAI.jpg | https://www.functionaldevices.com/downloads/products/RIBTW24SB-LNAI.jpg | https://www.functionaldevices.com/downloads/bulletins/B807_393079.pdf | 1 | CE¦RoHS¦UL Listed¦FCC¦LonMark¦UL916 | 5 years | N |  | Y | N | N | Gray | 20 Amp | 24 Vac/dc | 1 | SPST | 10 Million Cycles Minimum Mechanical | -30 to 140 F
RIBTW24SB-LNAI-N4 | Building Automation | Intelligent Field Devices | LonMark | LonWorks Three I/O Device, One Binary Output + Override, One Binary Input, One Analog Input, 24 Vac/dc Power Input, NEMA 4 Housing | 4.28 | 7 | 2 | 1.027 | 8536.49.0075 | US - United States | https://www.functionaldevices.com/downloads/datasheets/RIBTW24SB-LNAI.pdf | https://www.functionaldevices.com/downloads/datasheets/RIBTW24SB-LNAI.pdf | https://www.functionaldevices.com/downloads/products/RIBTW24SB-LNAI-N4.jpg | https://www.functionaldevices.com/downloads/products/RIBTW24SB-LNAI-N4.jpg | https://www.functionaldevices.com/downloads/bulletins/B807_393079.pdf¦https://www.functionaldevices.com/downloads/bulletins/B1308_393138.pdf | 1 | CE¦RoHS¦UL Listed¦FCC¦LonMark¦UL916 | 5 years | N |  | Y | N | N | Gray | 20 Amp | 24 Vac/dc | 1 | SPST | 10 Million Cycles Minimum Mechanical | -30 to 140 F
RIBTW24SB-LNAI-P1 | Building Automation | Intelligent Field Devices | LonMark | LonWorks Three I/O Device, One Binary Output + Override, One Binary Input, One Analog Input + Custom Code, 24 Vac/dc Power Input, NEMA 1 Housing | 4.28 | 7 | 2 | 1.027 | 8536.49.0075 | US - United States | https://www.functionaldevices.com/downloads/datasheets/RIBTW24SB-LNAI.pdf | https://www.functionaldevices.com/downloads/datasheets/RIBTW24SB-LNAI.pdf | https://www.functionaldevices.com/downloads/products/RIBTW24SB-LNAI.jpg | https://www.functionaldevices.com/downloads/products/RIBTW24SB-LNAI.jpg |  | 1 | CE¦RoHS¦UL Listed¦FCC¦LonMark¦UL916 | 5 years | N |  | Y | N | N | Gray | 20 Amp | 24 Vac/dc | 1 | SPST | 10 Million Cycles Minimum Mechanical | -30 to 140 F
RIBTW24SB-LNT2 | Building Automation | Intelligent Field Devices | LonMark | LonWorks Three I/O Device, One Binary Output + Override, One Binary Input, Precon Type 2 Thermistor Input, 24 Vac/dc Power Input, NEMA 1 Housing | 4.28 | 7 | 2 | 1.02 | 8536.49.0075 | US - United States | https://www.functionaldevices.com/downloads/datasheets/RIBTW24SB-LNT2.pdf | https://www.functionaldevices.com/downloads/datasheets/RIBTW24SB-LNT2.pdf | https://www.functionaldevices.com/downloads/products/RIBTW24SB-LNT2.jpg | https://www.functionaldevices.com/downloads/products/RIBTW24SB-LNT2.jpg | https://www.functionaldevices.com/downloads/bulletins/B1051_393090.pdf | 1 | CE¦RoHS¦UL Listed¦FCC¦LonMark¦UL916 | 5 years | N |  | Y | N | N | Gray | 20 Amp | 24 Vac/dc | 1 | SPST | 10 Million Cycles Minimum Mechanical | -30 to 140 F
RIBTW24SB-LNT2-N4 | Building Automation | Intelligent Field Devices | LonMark | LonWorks Three I/O Device, One Binary Output + Override, One Binary Input, Precon Type 2 Thermistor Input, 24 Vac/dc Power Input, NEMA 4 Housing | 4.28 | 7 | 2 | 1.02 | 8536.49.0075 | US - United States | https://www.functionaldevices.com/downloads/datasheets/RIBTW24SB-LNT2.pdf | https://www.functionaldevices.com/downloads/datasheets/RIBTW24SB-LNT2.pdf | https://www.functionaldevices.com/downloads/products/RIBTW24SB-LNT2-N4.jpg | https://www.functionaldevices.com/downloads/products/RIBTW24SB-LNT2-N4.jpg | https://www.functionaldevices.com/downloads/bulletins/B1051_393090.pdf¦https://www.functionaldevices.com/downloads/bulletins/B1308_393138.pdf | 1 | CE¦RoHS¦UL Listed¦FCC¦LonMark¦UL916 | 5 years | N |  | Y | N | N | Gray | 20 Amp | 24 Vac/dc | 1 | SPST | 10 Million Cycles Minimum Mechanical | -30 to 140 F
RIBTW24SB-LNT3 | Building Automation | Intelligent Field Devices | LonMark | LonWorks Three I/O Device, One Binary Output + Override, One Binary Input, Precon Type 3 Thermistor Input, 24 Vac/dc Power Input, NEMA 1 Housing | 4.28 | 7 | 2 | 0.476 | 8536.49.0075 | US - United States | https://www.functionaldevices.com/downloads/datasheets/RIBTW24SB-LNT3.pdf | https://www.functionaldevices.com/downloads/datasheets/RIBTW24SB-LNT3.pdf | https://www.functionaldevices.com/downloads/products/RIBTW24SB-LNT3.jpg | https://www.functionaldevices.com/downloads/products/RIBTW24SB-LNT3.jpg | https://www.functionaldevices.com/downloads/bulletins/B1146_393102.pdf | 1 | CE¦RoHS¦UL Listed¦FCC¦LonMark¦UL916 | 5 years | N |  | Y | N | N | Gray | 20 Amp | 24 Vac/dc | 1 | SPST | 10 Million Cycles Minimum Mechanical | -30 to 140 F
RIBTWX2401B-BC | Building Automation | Intelligent Field Devices | BACnet | BACnet MS/TP Network Relay Device, One Binary Output, Two Binary Inputs (One Current Sensor Relay Load Sensing &amp; One Dry Contact Digital Input), 24 Vac/dc/120 Vac Power Input, NEMA 1 Housing | 4.28 | 7 | 2 | 1.092 | 8536.49.0075 | US - United States | https://www.functionaldevices.com/downloads/datasheets/RIBTWX2401B-BC.pdf | https://www.functionaldevices.com/downloads/datasheets/RIBTWX2401B-BC.pdf | https://www.functionaldevices.com/downloads/products/RIBTWX2401B-BC.jpg | https://www.functionaldevices.com/downloads/products/RIBTWX2401B-BC.jpg | https://www.functionaldevices.com/downloads/bulletins/B2028_393243.pdf¦https://www.functionaldevices.com/downloads/bulletins/B1121_393097.pdf | 1 | BTL Certified¦CE¦RoHS¦UL Listed¦UL916 | 5 years | N |  | Y | N | N | Gray | 20 Amp | 24 Vac/dc 120 Vac | 1 | SPDT | 10 Million Cycles Minimum Mechanical | -30 to 140 F
RIBTWX2401B-BC-GY | Building Automation | Intelligent Field Devices | BACnet | BACnet MS/TP Network Relay Device, One Binary Output, Two Binary Inputs (One Current Sensor Relay Load Sensing & One Dry Contact Digital Input), 24 Vac/dc/120 Vac Power Input, NEMA 1 Housing with Gray Lid | 4.28 | 7 | 2 | 1.06 | 8536.49.0075 | US - United States | https://www.functionaldevices.com/downloads/datasheets/RIBTWX2401B-BC.pdf | https://www.functionaldevices.com/downloads/datasheets/RIBTWX2401B-BC.pdf | https://www.functionaldevices.com/downloads/products/RIBTWX2401B-BC-GY.jpg | https://www.functionaldevices.com/downloads/products/RIBTWX2401B-BC-GY.jpg |  | 1 | BTL Certified¦CE¦RoHS¦UL Listed¦UL916 | 5 years | N |  | Y | N | N | Gray | 20 Amp | 24 Vac/dc 120 Vac | 1 | SPDT | 10 Million Cycles Minimum Mechanical | -30 to 140 F
RIBTWX2401B-BC-N4 | Building Automation | Intelligent Field Devices | BACnet | BACnet MS/TP Network Relay Device, One Binary Output, Two Binary Inputs (One Current Sensor Relay Load Sensing & One Dry Contact Digital Input), 24 Vac/dc/120 Vac Power Input, NEMA 4X Housing | 4.28 | 7 | 2 | 1.092 | 8536.49.0075 | US - United States | https://www.functionaldevices.com/downloads/datasheets/RIBTWX2401B-BC.pdf | https://www.functionaldevices.com/downloads/datasheets/RIBTWX2401B-BC.pdf | https://www.functionaldevices.com/downloads/products/RIBTWX2401B-BC-N4.jpg | https://www.functionaldevices.com/downloads/products/RIBTWX2401B-BC-N4.jpg | https://www.functionaldevices.com/downloads/bulletins/B2028_393243.pdf¦https://www.functionaldevices.com/downloads/bulletins/B1121_393097.pdf¦https://www.functionaldevices.com/downloads/bulletins/B1308_393138.pdf | 1 | CE¦RoHS¦UL Listed¦UL916¦BTL Certified | 5 years | N |  | Y | N | N | Gray | 20 Amp | 24 Vac/dc 120 Vac | 1 | SPDT | 10 Million Cycles Minimum Mechanical | -30 to 140 F
RIBTWX2401B-BC-N4-GY | Building Automation | Intelligent Field Devices | BACnet | BACnet MS/TP Network Relay Device, One Binary Output, Two Binary Inputs (One Current Sensor Relay Load Sensing & One Dry Contact Digital Input), 24 Vac/dc/120 Vac Power Input, NEMA 4X Housing with Gray Lid | 4.28 | 7 | 2 | 1.06 | 8536.49.0075 | US - United States | https://www.functionaldevices.com/downloads/datasheets/RIBTWX2401B-BC.pdf | https://www.functionaldevices.com/downloads/datasheets/RIBTWX2401B-BC.pdf | https://www.functionaldevices.com/downloads/products/RIBTWX2401B-BC-N4-GY.jpg | https://www.functionaldevices.com/downloads/products/RIBTWX2401B-BC-N4-GY.jpg |  | 1 | CE¦RoHS¦UL Listed¦UL916¦BTL Certified | 5 years | N |  | Y | N | N | Gray | 20 Amp | 24 Vac/dc 120 Vac | 1 | SPDT | 10 Million Cycles Minimum Mechanical | -30 to 140 F
RIBTWX2401SB-LN | Building Automation | Intelligent Field Devices | LonMark | LonWorks Dual I/O Device, One Binary Output + Override, One Binary Input (Current Sensor 0.25-20 Amp, Relay Load Sensing), 24Vac/dc or 120 Vac Power Input, NEMA 1 Housing | 4.28 | 7 | 2 | 1.024 | 8536.49.0075 | US - United States | https://www.functionaldevices.com/downloads/datasheets/RIBTWX2401SB-LN.pdf | https://www.functionaldevices.com/downloads/datasheets/RIBTWX2401SB-LN.pdf | https://www.functionaldevices.com/downloads/products/RIBTWX2401SB-LN.jpg | https://www.functionaldevices.com/downloads/products/RIBTWX2401SB-LN.jpg | https://www.functionaldevices.com/downloads/bulletins/B1055_393091.pdf | 1 | CE¦RoHS¦UL Listed¦FCC¦LonMark¦UL916 | 5 years | N |  | Y | N | N | Gray | 20 Amp | 24 Vac/dc 120 Vac | 1 | SPST | 10 Million Cycles Minimum Mechanical | -30 to 140 F
RIBTWX2401SB-LN-GY | Building Automation | Intelligent Field Devices | LonMark | LonWorks Dual I/O Device, One Binary Output + Override, One Binary Input (Current Sensor 0.25-20 Amp, Relay Load Sensing), 24Vac/dc or 120 Vac Power Input, NEMA 1 Housing with Gray Lid | 4.28 | 7 | 2 | 1.09 | 8536.49.0075 | US - United States | https://www.functionaldevices.com/downloads/datasheets/RIBTWX2401SB-LN.pdf | https://www.functionaldevices.com/downloads/datasheets/RIBTWX2401SB-LN.pdf | https://www.functionaldevices.com/downloads/products/RIBTWX2401SB-LN-GY.jpg | https://www.functionaldevices.com/downloads/products/RIBTWX2401SB-LN-GY.jpg | https://www.functionaldevices.com/downloads/bulletins/B1055_393091.pdf | 1 | CE¦RoHS¦UL Listed¦FCC¦LonMark¦UL916 | 5 years | N |  | Y | N | N | Gray | 20 Amp | 24 Vac/dc 120 Vac | 1 | SPST | 10 Million Cycles Minimum Mechanical | -30 to 140 F
RIBTWX2401SB-LN-N4 | Building Automation | Intelligent Field Devices | LonMark | LonWorks Dual I/O Device, One Binary Output + Override, One Binary Input (Current Sensor 0.25-20 Amp, Relay Load Sensing), 24Vac/dc or 120 Vac Power Input, NEMA 4 Housing | 4.28 | 7 | 2 | 1.09 | 8536.49.0075 | US - United States | https://www.functionaldevices.com/downloads/datasheets/RIBTWX2401SB-LN.pdf | https://www.functionaldevices.com/downloads/datasheets/RIBTWX2401SB-LN.pdf | https://www.functionaldevices.com/downloads/products/RIBTWX2401SB-LN-N4.jpg | https://www.functionaldevices.com/downloads/products/RIBTWX2401SB-LN-N4.jpg | https://www.functionaldevices.com/downloads/bulletins/B1055_393091.pdf¦https://www.functionaldevices.com/downloads/bulletins/B1308_393138.pdf | 1 | CE¦RoHS¦UL Listed¦FCC¦LonMark¦UL916 | 5 years | N |  | Y | N | N | Gray | 20 Amp | 24 Vac/dc 120 Vac | 1 | SPST | 10 Million Cycles Minimum Mechanical | -30 to 140 F
RIBTWX2402B-BC | Building Automation | Intelligent Field Devices | BACnet | BACnet MS/TP Network Relay Device, One Binary Output, Two Binary Inputs (One Current Sensor Relay Load Sensing & One Dry Contact Digital Input), 24Vac/dc/208-277Vac Power Input, NEMA 1 Housing | 4.28 | 7 | 2 | 1.092 | 8536.49.0075 | US - United States | https://www.functionaldevices.com/downloads/datasheets/RIBTWX2402B-BC.pdf | https://www.functionaldevices.com/downloads/datasheets/RIBTWX2402B-BC.pdf | https://www.functionaldevices.com/downloads/products/RIBTWX2402B-BC.jpg | https://www.functionaldevices.com/downloads/products/RIBTWX2402B-BC.jpg | https://www.functionaldevices.com/downloads/bulletins/B2028_393243.pdf¦https://www.functionaldevices.com/downloads/bulletins/B1140_393109.pdf | 1 | CE¦RoHS¦UL Listed¦UL916¦BTL Certified | 5 years | N |  | Y | N | N | Gray | 20 Amp | 24 Vac/dc 208-277Vac | 1 | SPDT | 10 Million Cycles Minimum Mechanical | -30 to 140 F
RIBTWX2402B-BC-N4 | Building Automation | Intelligent Field Devices | BACnet | BACnet MS/TP Network Relay Device, One Binary Output, Two Binary Inputs (One Current Sensor Relay Load Sensing & One Dry Contact Digital Input), 24Vac/dc/208-277Vac Power Input, NEMA 4 Housing | 4.28 | 7 | 2 | 1.092 | 8536.49.0075 | US - United States | https://www.functionaldevices.com/downloads/datasheets/RIBTWX2402B-BC.pdf | https://www.functionaldevices.com/downloads/datasheets/RIBTWX2402B-BC.pdf | https://www.functionaldevices.com/downloads/products/RIBTWX2402B-BC-N4.jpg | https://www.functionaldevices.com/downloads/products/RIBTWX2402B-BC-N4.jpg | https://www.functionaldevices.com/downloads/bulletins/B1140_393109.pdf¦https://www.functionaldevices.com/downloads/bulletins/B1308_393138.pdf | 1 | CE¦RoHS¦UL Listed¦UL916¦BTL Certified | 5 years | N |  | Y | N | N | Gray | 20 Amp | 24 Vac/dc 208-277Vac | 1 | SPDT | 10 Million Cycles Minimum Mechanical | -30 to 140 F
RIBTWX2402SB-LN | Building Automation | Intelligent Field Devices | LonMark | LonWorks Dual I/O Device, One Binary Output + Override, One Binary Input (Current Sensor 0.25-20 Amp, Relay Load Sensing), 24 Vac/dc or 208-277 Vac Power Input, NEMA 1 Housing | 4.28 | 7 | 2 | 1.024 | 8536.49.0075 | US - United States | https://www.functionaldevices.com/downloads/datasheets/RIBTWX2402SB-LN.pdf | https://www.functionaldevices.com/downloads/datasheets/RIBTWX2402SB-LN.pdf | https://www.functionaldevices.com/downloads/products/RIBTWX2402SB-LN.jpg | https://www.functionaldevices.com/downloads/products/RIBTWX2402SB-LN.jpg | https://www.functionaldevices.com/downloads/bulletins/B1135_393099.pdf | 1 | CE¦RoHS¦UL Listed¦FCC¦LonMark¦UL916 | 5 years | N |  | Y | N | N | Gray | 20 Amp | 24 Vac/dc 208-277Vac | 1 | SPST | 10 Million Cycles Minimum Mechanical | -30 to 140 F
RIBTWX2402SB-LN-N4 | Building Automation | Intelligent Field Devices | LonMark | LonWorks Dual I/O Device, One Binary Output + Override, One Binary Input (Current Sensor 0.25-20 Amp, Relay Load Sensing), 24 Vac/dc or 208-277 Vac Power Input, NEMA 4 Housing | 4.28 | 7 | 2 | 1.024 | 8536.49.0075 | US - United States | https://www.functionaldevices.com/downloads/datasheets/RIBTWX2402SB-LN.pdf | https://www.functionaldevices.com/downloads/datasheets/RIBTWX2402SB-LN.pdf | https://www.functionaldevices.com/downloads/products/RIBTWX2402SB-LN-N4.jpg | https://www.functionaldevices.com/downloads/products/RIBTWX2402SB-LN-N4.jpg | https://www.functionaldevices.com/downloads/bulletins/B1135_393099.pdf¦https://www.functionaldevices.com/downloads/bulletins/B1308_393138.pdf | 1 | CE¦RoHS¦UL Listed¦FCC¦LonMark¦UL916 | 5 years | N |  | Y | N | N | Gray | 20 Amp | 24 Vac/dc 208-277Vac | 1 | SPST | 10 Million Cycles Minimum Mechanical | -30 to 140 F
RIBU1C | Building Automation | Relays | Pilot | Pilot Relay, 10 Amp SPDT, 10-30 Vac/dc/120 Vac Coil, NEMA 1 Housing | 1.7 | 2.8 | 1.5 | 0.368 | 8536.49.0075 | US - United States | https://www.functionaldevices.com/downloads/datasheets/RIBU1C.pdf | https://www.functionaldevices.com/downloads/datasheets/RIBU1C.pdf | https://www.functionaldevices.com/downloads/products/RIBU1C.jpg | https://www.functionaldevices.com/downloads/products/RIBU1C.jpg |  | 1 | CE¦CSFM¦RoHS¦UL Listed¦UL864¦UL916 | 5 years | N |  | Y | N | N | Gray | 10 Amp | 10-30Vac/dc 120 Vac | 1 | SPDT | 10 Million Cycles Minimum Mechanical | -30 to 140 F |  | 16in | 600V
RIBU1C-100PACK | Building Automation | Relays | Pilot | Pilot Relay, 10 Amp SPDT, 10-30 Vac/dc/120 Vac Coil, NEMA 1 Housing, 100 pack | 1.7 | 2.8 | 1.5 | 36.8 | 8536.49.0075 | US - United States | https://www.functionaldevices.com/downloads/datasheets/RIBU1C-100PACK.pdf | https://www.functionaldevices.com/downloads/datasheets/RIBU1C-100PACK.pdf | https://www.functionaldevices.com/downloads/products/RIBU1C.jpg | https://www.functionaldevices.com/downloads/products/RIBU1C.jpg |  | 100 | CE¦CSFM¦RoHS¦UL Listed¦UL864¦UL916 | 5 years | N |  | Y | N | N | Gray | 10 Amp | 10-30Vac/dc 120 Vac | 1 | SPDT | 10 Million Cycles Minimum Mechanical | -30 to 140 F |  | 16in | 600V
RIBU1C-10PACK | Building Automation | Relays | Pilot | Pilot Relay, 10 Amp SPDT, 10-30 Vac/dc/120 Vac Coil, NEMA 1 Housing, 10 pack | 1.7 | 2.8 | 1.5 | 3.68 | 8536.49.0075 | US - United States | https://www.functionaldevices.com/downloads/datasheets/RIBU1C-10PACK.pdf | https://www.functionaldevices.com/downloads/datasheets/RIBU1C-10PACK.pdf | https://www.functionaldevices.com/downloads/products/RIBU1C.jpg | https://www.functionaldevices.com/downloads/products/RIBU1C.jpg |  | 10 | CE¦CSFM¦RoHS¦UL Listed¦UL864¦UL916 | 5 years | N |  | Y | N | N | Gray | 10 Amp | 10-30Vac/dc 120 Vac | 1 | SPDT | 10 Million Cycles Minimum Mechanical | -30 to 140 F |  | 16in | 600V
RIBU1C-25PACK | Building Automation | Relays | Pilot | Pilot Relay, 10 Amp SPDT, 10-30 Vac/dc/120 Vac Coil, NEMA 1 Housing, 25 pack | 1.7 | 2.8 | 1.5 | 9.2 | 8536.49.0075 | US - United States | https://www.functionaldevices.com/downloads/datasheets/RIBU1C-25PACK.pdf | https://www.functionaldevices.com/downloads/datasheets/RIBU1C-25PACK.pdf | https://www.functionaldevices.com/downloads/products/RIBU1C.jpg | https://www.functionaldevices.com/downloads/products/RIBU1C.jpg |  | 25 | CE¦CSFM¦RoHS¦UL Listed¦UL864¦UL916 | 5 years | N |  | Y | N | N | Gray | 10 Amp | 10-30Vac/dc 120 Vac | 1 | SPDT | 10 Million Cycles Minimum Mechanical | -30 to 140 F |  | 16in | 600V
RIBU1C-5PACK | Building Automation | Relays | Pilot | Pilot Relay, 10 Amp SPDT, 10-30 Vac/dc/120 Vac Coil, NEMA 1 Housing, 5 pack | 1.7 | 2.8 | 1.5 | 1.84 | 8536.49.0075 | US - United States | https://www.functionaldevices.com/downloads/datasheets/RIBU1C-5PACK.pdf | https://www.functionaldevices.com/downloads/datasheets/RIBU1C-5PACK.pdf | https://www.functionaldevices.com/downloads/products/RIBU1C.jpg | https://www.functionaldevices.com/downloads/products/RIBU1C.jpg |  | 5 | CE¦CSFM¦RoHS¦UL Listed¦UL864¦UL916 | 5 years | N |  | Y | N | N | Gray | 10 Amp | 10-30Vac/dc 120 Vac | 1 | SPDT | 10 Million Cycles Minimum Mechanical | -30 to 140 F |  | 16in | 600V
RIBU1C-N4 | Building Automation | Relays | Pilot | Pilot Relay, 10 Amp SPDT, 10-30 Vac/dc/120 Vac Coil, NEMA 4X Clear Housing | 1.7 | 2.8 | 1.5 | 0.37 | 8536.49.0075 | US - United States | https://www.functionaldevices.com/downloads/datasheets/RIBU1C.pdf | https://www.functionaldevices.com/downloads/datasheets/RIBU1C.pdf | https://www.functionaldevices.com/downloads/products/RIBU1C-N4.jpg | https://www.functionaldevices.com/downloads/products/RIBU1C-N4.jpg | https://www.functionaldevices.com/downloads/bulletins/B1308_393138.pdf | 1 | CE¦RoHS¦UL Listed¦UL508 | 5 years | N |  | Y | N | N | Clear | 10 Amp | 10-30Vac/dc 120 Vac | 1 | SPDT | 10 Million Cycles Minimum Mechanical | -30 to 140 F |  | 16in | 600V
RIBU1C-RD | Building Automation | Relays | Pilot | Pilot Relay, 10 Amp SPDT, 10-30 Vac/dc/120 Vac Coil, Red Housing | 1.7 | 2.8 | 1.5 | 0.372 | 8536.49.0075 | US - United States | https://www.functionaldevices.com/downloads/datasheets/RIBU1C.pdf | https://www.functionaldevices.com/downloads/datasheets/RIBU1C.pdf | https://www.functionaldevices.com/downloads/products/RIBU1C-RD.jpg | https://www.functionaldevices.com/downloads/products/RIBU1C-RD.jpg |  | 1 | CE¦CSFM¦RoHS¦UL Listed¦UL864¦UL916 | 5 years | N |  | Y | N | N | Red | 10 Amp | 10-30Vac/dc 120 Vac | 1 | SPDT | 10 Million Cycles Minimum Mechanical | -30 to 140 F |  | 16in | 600V
RIBU1CW | Building Automation | Relays | Pilot | Pilot Relay, 15 Amp SPDT, 10-30 Vac/dc/120 Vac Coil, Hi/Lo Vertical Separation, NEMA 1 Housing | 4 | 4 | 1.8 | 0.574 | 8536.49.0075 | US - United States | https://www.functionaldevices.com/downloads/datasheets/RIBU1CW.pdf | https://www.functionaldevices.com/downloads/datasheets/RIBU1CW.pdf | https://www.functionaldevices.com/downloads/products/RIBU1CW.jpg | https://www.functionaldevices.com/downloads/products/RIBU1CW.jpg |  | 1 | CE¦CSFM¦RoHS¦UL Listed¦UL864¦UL916 | 5 years | N |  | Y | N | N | Gray | 15 Amp | 10-30Vac/dc 120 Vac | 1 | SPDT | 10 Million Cycles Minimum Mechanical | -30 to 140 F |  | 16in | 600V
RIBU1S | Building Automation | Relays | Pilot | Pilot Relay, 10 Amp SPST-N/O + Override, 10-30 Vac/dc/120 Vac Coil, NEMA 1 Housing | 2.3 | 3.2 | 1.8 | 0.468 | 8536.49.0075 | US - United States | https://www.functionaldevices.com/downloads/datasheets/RIBU1S.pdf | https://www.functionaldevices.com/downloads/datasheets/RIBU1S.pdf | https://www.functionaldevices.com/downloads/products/RIBU1S.jpg | https://www.functionaldevices.com/downloads/products/RIBU1S.jpg |  | 1 | CE¦CSFM¦RoHS¦UL Listed¦UL864¦UL916 | 5 years | N |  | Y | N | N | Gray | 10 Amp | 10-30Vac/dc 120 Vac | 1 | SPST-N/O | 10 Million Cycles Minimum Mechanical | -30 to 140 F |  | 16in | 600V
RIBU1SC | Building Automation | Relays | Pilot | Pilot Relay, 10 Amp SPDT + Override, 10-30 Vac/dc/120 Vac Coil, NEMA 1 Housing | 2.3 | 3.2 | 1.8 | 0.527 | 8536.49.0075 | US - United States | https://www.functionaldevices.com/downloads/datasheets/RIBU1SC.pdf | https://www.functionaldevices.com/downloads/datasheets/RIBU1SC.pdf | https://www.functionaldevices.com/downloads/products/RIBU1SC.jpg | https://www.functionaldevices.com/downloads/products/RIBU1SC.jpg |  | 1 | CE¦CSFM¦RoHS¦UL Listed¦UL864¦UL916 | 5 years | N |  | Y | N | N | Gray | 10 Amp | 10-30Vac/dc 120 Vac | 1 | SPDT | 10 Million Cycles Minimum Mechanical | -30 to 140 F |  | 16in | 600V
RIBU1SM-250 | Building Automation | Relays | Pilot | Pilot Relay, 10 Amp SPST-N/O + Override + Monitor, 10-30 Vac/dc/120 Vac Coil, NEMA 1 Housing | 2.3 | 3.2 | 1.8 | 0.537 | 8536.49.0075 | US - United States | https://www.functionaldevices.com/downloads/datasheets/RIBU1SM-250.pdf | https://www.functionaldevices.com/downloads/datasheets/RIBU1SM-250.pdf | https://www.functionaldevices.com/downloads/products/RIBU1SM-250.jpg | https://www.functionaldevices.com/downloads/products/RIBU1SM-250.jpg |  | 1 | CE¦CSFM¦RoHS¦UL Listed¦UL864¦UL916 | 5 years | N |  | Y | N | N | Gray | 10 Amp | 10-30Vac/dc 120 Vac | 1 | SPST-N/O | 10 Million Cycles Minimum Mechanical | -30 to 140 F |  | 16in | 600V
RIBU1SM-250-NC | Building Automation | Relays | Pilot | Pilot Relay, 10 Amp SPST-N/C + Override + Monitor, 10-30 Vac/dc/120 Vac Coil, NEMA 1 Housing | 2.3 | 3.2 | 1.8 | 0.537 | 8536.49.0075 | US - United States | https://www.functionaldevices.com/downloads/datasheets/RIBU1SM-250.pdf | https://www.functionaldevices.com/downloads/datasheets/RIBU1SM-250.pdf | https://www.functionaldevices.com/downloads/products/RIBU1SM-250-NC.jpg | https://www.functionaldevices.com/downloads/products/RIBU1SM-250-NC.jpg |  | 1 | CE¦CSFM¦RoHS¦UL Listed¦UL864¦UL916 | 5 years | N |  | Y | N | N | Gray | 10 Amp | 10-30Vac/dc 120 Vac | 1 | SPST-N/C | 10 Million Cycles Minimum Mechanical | -30 to 140 F |  | 16in | 600V
RIBU1S-NC | Building Automation | Relays | Pilot | Pilot Relay, 10 Amp SPST-N/C + Override, 10-30 Vac/dc/120 Vac Coil, NEMA 1 Housing | 2.3 | 3.2 | 1.8 | 0.47 | 8536.49.0075 | US - United States | https://www.functionaldevices.com/downloads/datasheets/RIBU1S.pdf | https://www.functionaldevices.com/downloads/datasheets/RIBU1S.pdf | https://www.functionaldevices.com/downloads/products/RIBU1S-NC.jpg | https://www.functionaldevices.com/downloads/products/RIBU1S-NC.jpg |  | 1 | CE¦CSFM¦RoHS¦UL Listed¦UL864¦UL916 | 5 years | N |  | Y | N | N | Gray | 10 Amp | 10-30Vac/dc 120 Vac | 1 | SPST-N/C | 10 Million Cycles Minimum Mechanical | -30 to 140 F |  | 16in | 600V
RIBU2C | Building Automation | Relays | Pilot | Pilot Relays, 10 Amp 2 SPDT, 10-30 Vac/dc/120 Vac Coil, NEMA 1 Housing | 2.3 | 3.2 | 1.8 | 0.648 | 8536.49.0075 | US - United States | https://www.functionaldevices.com/downloads/datasheets/RIBU2C.pdf | https://www.functionaldevices.com/downloads/datasheets/RIBU2C.pdf | https://www.functionaldevices.com/downloads/products/RIBU2C.jpg | https://www.functionaldevices.com/downloads/products/RIBU2C.jpg |  | 1 | CE¦CSFM¦RoHS¦UL Listed¦UL864¦UL916 | 5 years | N |  | Y | N | N | Gray | 10 Amp | 10-30Vac/dc 120 Vac | 2 | 2 SPDT | 10 Million Cycles Minimum Mechanical | -30 to 140 F |  | 16in | 600V
RIBU2S2 | Building Automation | Relays | Pilot | Pilot Relays, 10 Amp 2 SPST-N/O + 2 Overrides, 10-30 Vac/dc/120 Vac Coil, NEMA 1 Housing | 4 | 4 | 1.8 | 0.87 | 8536.49.0075 | US - United States | https://www.functionaldevices.com/downloads/datasheets/RIBU2S2.pdf | https://www.functionaldevices.com/downloads/datasheets/RIBU2S2.pdf | https://www.functionaldevices.com/downloads/products/RIBU2S2.jpg | https://www.functionaldevices.com/downloads/products/RIBU2S2.jpg |  | 1 | CE¦CSFM¦RoHS¦UL Listed¦UL864¦UL916 | 5 years | N |  | Y | N | N | Gray | 10 Amp | 10-30Vac/dc 120 Vac | 2 | 2 SPST-N/O | 10 Million Cycles Minimum Mechanical | -30 to 140 F |  | 16in | 600V
RIBU2S2-NC | Building Automation | Relays | Pilot | Pilot Relays, 10 Amp 2 SPST-N/C + 2 Overrides, 10-30 Vac/dc/120 Vac Coil, NEMA 1 Housing | 4 | 4 | 1.8 | 0.88 | 8536.49.0075 | US - United States | https://www.functionaldevices.com/downloads/datasheets/RIBU2S2.pdf | https://www.functionaldevices.com/downloads/datasheets/RIBU2S2.pdf | https://www.functionaldevices.com/downloads/products/RIBU2S2-NC.jpg | https://www.functionaldevices.com/downloads/products/RIBU2S2-NC.jpg |  | 1 | CE¦CSFM¦RoHS¦UL Listed¦UL864¦UL916 | 5 years | N |  | Y | N | N | Gray | 10 Amp | 10-30Vac/dc 120 Vac | 2 | 2 SPST-N/C | 10 Million Cycles Minimum Mechanical | -30 to 140 F |  | 16in | 600V
RIBU2SC | Building Automation | Relays | Pilot | Pilot Relays, 10 Amp SPST-N/O + Override + 1 SPDT, 10-30 Vac/dc/120 Vac Coil, NEMA 1 Housing | 2.3 | 3.2 | 1.8 | 0.657 | 8536.49.0075 | US - United States | https://www.functionaldevices.com/downloads/datasheets/RIBU2SC.pdf | https://www.functionaldevices.com/downloads/datasheets/RIBU2SC.pdf | https://www.functionaldevices.com/downloads/products/RIBU2SC.jpg | https://www.functionaldevices.com/downloads/products/RIBU2SC.jpg |  | 1 | CE¦CSFM¦RoHS¦UL Listed¦UL864¦UL916 | 5 years | N |  | Y | N | N | Gray | 10 Amp | 10-30Vac/dc 120 Vac | 2 | 1 SPST-N/O + 1 SPDT | 10 Million Cycles Minimum Mechanical | -30 to 140 F |  | 16in | 600V
RIBU2SC-NC | Building Automation | Relays | Pilot | Pilot Relays, 10 Amp SPST-N/C + Override + 1 SPDT, 10-30 Vac/dc/120 Vac Coil, NEMA 1 Housing | 2.3 | 3.2 | 1.8 | 0.8 | 8536.49.0075 | US - United States | https://www.functionaldevices.com/downloads/datasheets/RIBU2SC.pdf | https://www.functionaldevices.com/downloads/datasheets/RIBU2SC.pdf | https://www.functionaldevices.com/downloads/products/RIBU2SC-NC.jpg | https://www.functionaldevices.com/downloads/products/RIBU2SC-NC.jpg |  | 1 | CE¦CSFM¦RoHS¦UL Listed¦UL864¦UL916 | 5 years | N |  | Y | N | N | Gray | 10 Amp | 10-30Vac/dc 120 Vac | 2 | 1 SPST-N/C + 1 SPDT | 10 Million Cycles Minimum Mechanical | -30 to 140 F |  | 16in | 600V
RIBW01B-EN3 | Building Automation | Wireless Devices | Enocean Relays | EnOcean 902 MHz Wireless Relay, Transceiver / Repeater, 20 Amp SPDT, 120 Vac Power Input, Dry Contact Input, NEMA 1 Housing | 2.3 | 3.2 | 1.8 | 0.568 | 8536.49.0075 | US - United States | https://www.functionaldevices.com/downloads/datasheets/RIBW01B-EN3.pdf | https://www.functionaldevices.com/downloads/datasheets/RIBW01B-EN3.pdf | https://www.functionaldevices.com/downloads/products/RIBW01B-EN3.jpg | https://www.functionaldevices.com/downloads/products/RIBW01B-EN3.jpg | https://www.functionaldevices.com/downloads/bulletins/B1867_393231.pdf | 1 | RoHS¦UL Listed | 5 years | N |  | Y | N | N | Gray | 20 Amp | 120 Vac | 1 | SPDT | 10 Million Cycles Minimum Mechanical | -30 to 140 F |  | 16in | 600V
RIBW01C-EN3 | Building Automation | Wireless Devices | Enocean Relays | EnOcean 902 MHz Wireless Relay, Receiver / Repeater, 5 Amp SPST-N/O, 120 Vac Power Input, NEMA 1 Housing | 3.75 | 1.2 | 1.65 | 0.28 | 8536.49.0075 | US - United States | https://www.functionaldevices.com/downloads/datasheets/RIBW01C-EN3.pdf | https://www.functionaldevices.com/downloads/datasheets/RIBW01C-EN3.pdf | https://www.functionaldevices.com/downloads/products/RIBW01C-EN3.jpg | https://www.functionaldevices.com/downloads/products/RIBW01C-EN3.jpg | https://www.functionaldevices.com/downloads/bulletins/B1867_393231.pdf | 1 | RoHS¦UL Listed | 5 years | N |  | Y | N | N | Gray | 5 Amp | 120 Vac | 1 | SPST-N/O | 10 Million Cycles Minimum Mechanical | -30 to 140 F |  | 16in | 600V
RIBW01F600-EN3 | Building Automation | Wireless Devices | Enocean Relays | EnOcean 902 MHz Wireless Phase Angle Dimmer, Receiver / Repeater, 120 Vac Power Input, 600W Rated, Dimming Mode Selectable, NEMA 1 Housing | 4 | 4 | 1.8 | 0.66 | 8536.49.0075 | US - United States | https://www.functionaldevices.com/downloads/datasheets/RIBW01F600-EN3.pdf | https://www.functionaldevices.com/downloads/datasheets/RIBW01F600-EN3.pdf | https://www.functionaldevices.com/downloads/products/RIBW01F600-EN3.jpg | https://www.functionaldevices.com/downloads/products/RIBW01F600-EN3.jpg | https://www.functionaldevices.com/downloads/bulletins/B2742_393304.pdf | 1 | RoHS¦UL Listed | 5 years | N |  | Y | N | N | Gray | 5 Amp | 120 Vac |  |  |  | -30 to 122 F |  | 16in | 600V
RIBW02C-EN3 | Building Automation | Wireless Devices | Enocean Relays | EnOcean 902 MHz Wireless Relay, Receiver / Repeater, 5 Amp SPST-N/O, 208-277 Vac Power Input, NEMA 1 Housing | 3.75 | 1.2 | 1.65 | 0.28 | 8536.49.0075 | US - United States | https://www.functionaldevices.com/downloads/datasheets/RIBW02C-EN3.pdf | https://www.functionaldevices.com/downloads/datasheets/RIBW02C-EN3.pdf | https://www.functionaldevices.com/downloads/products/RIBW02C-EN3.jpg | https://www.functionaldevices.com/downloads/products/RIBW02C-EN3.jpg | https://www.functionaldevices.com/downloads/bulletins/B1867_393231.pdf | 1 | RoHS¦UL Listed | 5 years | N |  | Y | N | N | Gray | 5 Amp | 208-277Vac | 1 | SPST-N/O | 10 Million Cycles Minimum Mechanical | -30 to 140 F |  | 16in | 600V
RIBW208B-EN3 | Building Automation | Wireless Devices | Enocean Relays | EnOcean 902 MHz Wireless Relay, Transceiver / Repeater, 20 Amp SPDT, 208 Vac Power Input, Dry Contact Input, NEMA 1 Housing | 2.3 | 3.2 | 1.8 | 0.568 | 8536.49.0075 | US - United States | https://www.functionaldevices.com/downloads/datasheets/RIBW208B-EN3.pdf | https://www.functionaldevices.com/downloads/datasheets/RIBW208B-EN3.pdf | https://www.functionaldevices.com/downloads/products/RIBW208B-EN3.jpg | https://www.functionaldevices.com/downloads/products/RIBW208B-EN3.jpg | https://www.functionaldevices.com/downloads/bulletins/B1867_393231.pdf | 1 | RoHS¦UL Listed | 5 years | N |  | Y | N | N | Gray | 20 Amp | 208Vac | 1 | SPDT | 10 Million Cycles Minimum Mechanical | -30 to 140 F |  | 16in | 600V
RIBW21BAO-EN3 | Building Automation | Wireless Devices | Enocean Relays | EnOcean 902 MHz Wireless Relay, Transceiver / Repeater, 20 Amp SPDT, 120-277 Vac Power Input, 0-10 Vdc Analog Output, NEMA 1 Housing | 2.3 | 3.2 | 1.8 | 0.66 | 8536.49.0075 | US - United States | https://www.functionaldevices.com/downloads/datasheets/RIBW21BAO-EN3.pdf | https://www.functionaldevices.com/downloads/datasheets/RIBW21BAO-EN3.pdf | https://www.functionaldevices.com/downloads/products/RIBW21BAO-EN3.jpg | https://www.functionaldevices.com/downloads/products/RIBW21BAO-EN3.jpg | https://www.functionaldevices.com/downloads/bulletins/B1867_393231.pdf¦https://www.functionaldevices.com/downloads/bulletins/B2488_393277.pdf | 1 | RoHS¦UL Listed | 5 years | N |  | Y | N | N | Gray | 20 Amp | 120-277 Vac | 1 | SPDT | 10 Million Cycles Minimum Mechanical | -30 to 140 F |  | 16in | 600V
RIBW240B-EN3 | Building Automation | Wireless Devices | Enocean Relays | EnOcean 902 MHz Wireless Relay, Transceiver / Repeater, 20 Amp SPDT, 240 Vac Power Input, Dry Contact Input, NEMA 1 Housing | 2.3 | 3.2 | 1.8 | 0.568 | 8536.49.0075 | US - United States | https://www.functionaldevices.com/downloads/datasheets/RIBW240B-EN3.pdf | https://www.functionaldevices.com/downloads/datasheets/RIBW240B-EN3.pdf | https://www.functionaldevices.com/downloads/products/RIBW240B-EN3.jpg | https://www.functionaldevices.com/downloads/products/RIBW240B-EN3.jpg | https://www.functionaldevices.com/downloads/bulletins/B1867_393231.pdf | 1 | RoHS¦UL Listed | 5 years | N |  | Y | N | N | Gray | 20 Amp | 240Vac | 1 | SPDT | 10 Million Cycles Minimum Mechanical | -30 to 140 F |  | 16in | 600V
RIBW24B-EN3 | Building Automation | Wireless Devices | Enocean Relays | EnOcean 902 MHz Wireless Relay, Transceiver / Repeater, 20 Amp SPDT, 24 Vac/dc Power Input, Dry Contact Input, NEMA 1 Housing | 2.3 | 3.2 | 1.8 | 0.624 | 8536.49.0075 | US - United States | https://www.functionaldevices.com/downloads/datasheets/RIBW24B-EN3.pdf | https://www.functionaldevices.com/downloads/datasheets/RIBW24B-EN3.pdf | https://www.functionaldevices.com/downloads/products/RIBW24B-EN3.jpg | https://www.functionaldevices.com/downloads/products/RIBW24B-EN3.jpg | https://www.functionaldevices.com/downloads/bulletins/B1867_393231.pdf | 1 | RoHS¦UL Listed | 5 years | N |  | Y | N | N | Gray | 20 Amp | 24 Vac/dc | 1 | SPDT | 10 Million Cycles Minimum Mechanical | -30 to 140 F |  | 16in | 600V
RIBW277B-EN3 | Building Automation | Wireless Devices | Enocean Relays | EnOcean 902 MHz Wireless Relay, Transceiver / Repeater, 20 Amp SPDT, 277 Vac Power Input, Dry Contact Input, NEMA 1 Housing | 2.3 | 3.2 | 1.8 | 0.568 | 8536.49.0075 | US - United States | https://www.functionaldevices.com/downloads/datasheets/RIBW277B-EN3.pdf | https://www.functionaldevices.com/downloads/datasheets/RIBW277B-EN3.pdf | https://www.functionaldevices.com/downloads/products/RIBW277B-EN3.jpg | https://www.functionaldevices.com/downloads/products/RIBW277B-EN3.jpg | https://www.functionaldevices.com/downloads/bulletins/B1867_393231.pdf | 1 | RoHS¦UL Listed | 5 years | N |  | Y | N | N | Gray | 20 Amp | 277Vac | 1 | SPDT | 10 Million Cycles Minimum Mechanical | -30 to 140 F |  | 16in | 600V
RIBX243PA | Building Automation | Current Sensors | Current Sensor & Relay Combos¦Current Sensors | Current Switch and Relay Combination, 20 Amp 3PST-N/O, 24Vac/dc Coil, Internal Adjustable, 0.5-20 Amp, NEMA 1 Housing | 4 | 4 | 1.8 | 1.194 | 8536.49.0075 | US - United States | https://www.functionaldevices.com/downloads/datasheets/RIBX243PA.pdf | https://www.functionaldevices.com/downloads/datasheets/RIBX243PA.pdf | https://www.functionaldevices.com/downloads/products/RIBX243PA.jpg | https://www.functionaldevices.com/downloads/products/RIBX243PA.jpg |  | 1 | CE¦RoHS¦UL Listed¦UL864¦UL916 | 5 years | N |  | Y | N | N | Gray | 20 Amp | 24 Vac/dc | 1 | 3PST-N/O | 10 Million Cycles Minimum Mechanical | -30 to 140 F |  | 16in | 600V
RIBX243PA-NC | Building Automation | Current Sensors | Current Sensor & Relay Combos¦Current Sensors | Current Switch and Relay Combination, 20 Amp 3PST-N/C, 24Vac/dc Coil, Internal Adjustable, 0.5-20 Amp, NEMA 1 Housing | 4 | 4 | 1.8 | 1.19 | 8536.49.0075 | US - United States | https://www.functionaldevices.com/downloads/datasheets/RIBX243PA.pdf | https://www.functionaldevices.com/downloads/datasheets/RIBX243PA.pdf | https://www.functionaldevices.com/downloads/products/RIBX243PA-NC.jpg | https://www.functionaldevices.com/downloads/products/RIBX243PA-NC.jpg |  | 1 | CE¦RoHS¦UL Listed¦UL864¦UL916 | 5 years | N |  | Y | N | N | Gray | 20 Amp | 24 Vac/dc | 1 | 3PST-N/C | 10 Million Cycles Minimum Mechanical | -30 to 140 F |  | 16in | 600V
RIBX243PF | Building Automation | Current Sensors | Current Sensor & Relay Combos¦Current Sensors | Current Switch and Relay Combination, 20 Amp 3PST-N/O, 24Vac/dc Coil, Internal Fixed, 0.5-20 Amp, NEMA 1 Housing | 4 | 4 | 1.8 | 1.191 | 8536.49.0075 | US - United States | https://www.functionaldevices.com/downloads/datasheets/RIBX243PF.pdf | https://www.functionaldevices.com/downloads/datasheets/RIBX243PF.pdf | https://www.functionaldevices.com/downloads/products/RIBX243PF.jpg | https://www.functionaldevices.com/downloads/products/RIBX243PF.jpg |  | 1 | CE¦RoHS¦UL Listed¦UL864¦UL916 | 5 years | N |  | Y | N | N | Gray | 20 Amp | 24 Vac/dc | 1 | 3PST-N/O | 10 Million Cycles Minimum Mechanical | -30 to 140 F |  | 16in | 600V
RIBX243PF-NC | Building Automation | Current Sensors | Current Sensor & Relay Combos¦Current Sensors | Current Switch and Relay Combination, 20 Amp 3PST-N/C, 24Vac/dc Coil, Internal Fixed, 0.5-20 Amp, NEMA 1 Housing | 4 | 4 | 1.8 | 1.19 | 8536.49.0075 | US - United States | https://www.functionaldevices.com/downloads/datasheets/RIBX243PF.pdf | https://www.functionaldevices.com/downloads/datasheets/RIBX243PF.pdf | https://www.functionaldevices.com/downloads/products/RIBX243PF-NC.jpg | https://www.functionaldevices.com/downloads/products/RIBX243PF-NC.jpg |  | 1 | CE¦RoHS¦UL Listed¦UL864¦UL916 | 5 years | N |  | Y | N | N | Gray | 20 Amp | 24 Vac/dc | 1 | 3PST-N/C | 10 Million Cycles Minimum Mechanical | -30 to 140 F |  | 16in | 600V
RIBX243PV | Building Automation | Current Sensors | Current Sensor & Relay Combos¦Current Sensors | Transducer and Relay Combination, 20 Amp 3PST-N/O, 24 Vac/dc Coil, Analog, 0-20 Amp, 0-10 Vdc Output, NEMA 1 Housing | 4 | 4 | 1.8 | 1.267 | 8536.49.0075 | US - United States | https://www.functionaldevices.com/downloads/datasheets/RIBX243PV.pdf | https://www.functionaldevices.com/downloads/datasheets/RIBX243PV.pdf | https://www.functionaldevices.com/downloads/products/RIBX243PV.jpg | https://www.functionaldevices.com/downloads/products/RIBX243PV.jpg |  | 1 | CE¦RoHS¦UL Listed¦UL864¦UL916 | 5 years | N |  | Y | N | N | Gray | 20 Amp | 24 Vac/dc | 1 | 3PST-N/O | 10 Million Cycles Minimum Mechanical | -30 to 140 F |  | 16in | 600V
RIBX243PV-NC | Building Automation | Current Sensors | Current Sensor & Relay Combos¦Current Sensors | Transducer and Relay Combination, 20 Amp 3PST-N/C, 24 Vac/dc Coil, Analog, 0-20 Amp, 0-10 Vdc Output, NEMA 1 Housing | 4 | 4 | 1.8 | 1.267 | 8536.49.0075 | US - United States | https://www.functionaldevices.com/downloads/datasheets/RIBX243PV.pdf | https://www.functionaldevices.com/downloads/datasheets/RIBX243PV.pdf | https://www.functionaldevices.com/downloads/products/RIBX243PV-NC.jpg | https://www.functionaldevices.com/downloads/products/RIBX243PV-NC.jpg |  | 1 | CE¦RoHS¦UL Listed¦UL864¦UL916 | 5 years | N |  | Y | N | N | Gray | 20 Amp | 24 Vac/dc | 1 | 3PST-N/C | 10 Million Cycles Minimum Mechanical | -30 to 140 F |  | 16in | 600V
RIBX24BA | Building Automation | Current Sensors | Current Sensor & Relay Combos¦Current Sensors | Current Switch and Relay Combination, 20 Amp SPDT, 24Vac/dc Coil, Adjustable, 0.5-20 Amp, NEMA 1 Housing | 4 | 4 | 1.8 | 0.918 | 8536.49.0075 | US - United States | https://www.functionaldevices.com/downloads/datasheets/RIBX24_SERIES.pdf | https://www.functionaldevices.com/downloads/datasheets/RIBX24_SERIES.pdf | https://www.functionaldevices.com/downloads/products/RIBX24BA.jpg | https://www.functionaldevices.com/downloads/products/RIBX24BA.jpg |  | 1 | CE¦RoHS¦UL Listed¦UL864¦UL916 | 5 years | N |  | Y | N | N | Gray | 20 Amp | 24 Vac/dc | 1 | SPDT | 10 Million Cycles Minimum Mechanical | -30 to 140 F |  | 16in | 600V
RIBX24BF | Building Automation | Current Sensors | Current Sensor & Relay Combos¦Current Sensors | Current Switch and Relay Combination, 20 Amp SPDT, 24Vac/dc Coil, Fixed, 0.5-20 Amp, NEMA 1 Housing | 4 | 4 | 1.8 | 0.91 | 8536.49.0075 | US - United States | https://www.functionaldevices.com/downloads/datasheets/RIBX24_SERIES.pdf | https://www.functionaldevices.com/downloads/datasheets/RIBX24_SERIES.pdf | https://www.functionaldevices.com/downloads/products/RIBX24BF.jpg | https://www.functionaldevices.com/downloads/products/RIBX24BF.jpg |  | 1 | CE¦RoHS¦UL Listed¦UL864¦UL916 | 5 years | N |  | Y | N | N | Gray | 20 Amp | 24 Vac/dc | 1 | SPDT | 10 Million Cycles Minimum Mechanical | -30 to 140 F |  | 16in | 600V
RIBX24BV | Building Automation | Current Sensors | Current Sensor & Relay Combos¦Current Sensors | Transducer and Relay Combination, 20 Amp SPDT, 24 Vac/dc Coil, Analog, 0-20 Amp, 0-5 Vdc/0-10 Vdc Output, NEMA 1 Housing | 4 | 4 | 1.8 | 0.946 | 8536.49.0075 | US - United States | https://www.functionaldevices.com/downloads/datasheets/RIBX24_SERIES.pdf | https://www.functionaldevices.com/downloads/datasheets/RIBX24_SERIES.pdf | https://www.functionaldevices.com/downloads/products/RIBX24BV.jpg | https://www.functionaldevices.com/downloads/products/RIBX24BV.jpg |  | 1 | CE¦RoHS¦UL Listed¦UL864¦UL916 | 5 years | N |  | Y | N | N | Gray | 20 Amp | 24 Vac/dc | 1 | SPDT | 10 Million Cycles Minimum Mechanical | -30 to 140 F |  | 16in | 600V
RIBX24SBA | Building Automation | Current Sensors | Current Sensor & Relay Combos¦Current Sensors | Current Switch and Relay Combination, 20 Amp SPST + Override, 24 Vac/dc Coil, Adjustable, 0.50-20 Amp, NEMA 1 Housing | 4 | 4 | 1.8 | 0.882 | 8536.49.0075 | US - United States | https://www.functionaldevices.com/downloads/datasheets/RIBX24_SERIES.pdf | https://www.functionaldevices.com/downloads/datasheets/RIBX24_SERIES.pdf | https://www.functionaldevices.com/downloads/products/RIBX24SBA.jpg | https://www.functionaldevices.com/downloads/products/RIBX24SBA.jpg |  | 1 | CE¦RoHS¦UL Listed¦UL864¦UL916 | 5 years | N |  | Y | N | N | Gray | 20 Amp | 24 Vac/dc | 1 | SPST | 10 Million Cycles Minimum Mechanical | -30 to 140 F |  | 16in | 600V
RIBX24SBF | Building Automation | Current Sensors | Current Sensor & Relay Combos¦Current Sensors | Current Switch and Relay Combination, 20 Amp SPST + Override, 24 Vac/dc Coil, Fixed, 0.50-20 Amp, NEMA 1 Housing | 4 | 4 | 1.8 | 0.877 | 8536.49.0075 | US - United States | https://www.functionaldevices.com/downloads/datasheets/RIBX24_SERIES.pdf | https://www.functionaldevices.com/downloads/datasheets/RIBX24_SERIES.pdf | https://www.functionaldevices.com/downloads/products/RIBX24SBF.jpg | https://www.functionaldevices.com/downloads/products/RIBX24SBF.jpg |  | 1 | CE¦RoHS¦UL Listed¦UL864¦UL916 | 5 years | N |  | Y | N | N | Gray | 20 Amp | 24 Vac/dc | 1 | SPST | 10 Million Cycles Minimum Mechanical | -30 to 140 F |  | 16in | 600V
RIBX24SBV | Building Automation | Current Sensors | Current Sensor & Relay Combos¦Current Sensors | Transducer and Relay Combination, 20 Amp SPDT + Override, 24 Vac/dc Coil, Analog, 0-20 Amp, 0-5 Vdc/0-10 Vdc Output, NEMA 1 Housing | 4 | 4 | 1.8 | 0.906 | 8536.49.0075 | US - United States | https://www.functionaldevices.com/downloads/datasheets/RIBX24_SERIES.pdf | https://www.functionaldevices.com/downloads/datasheets/RIBX24_SERIES.pdf | https://www.functionaldevices.com/downloads/products/RIBX24SBV.jpg | https://www.functionaldevices.com/downloads/products/RIBX24SBV.jpg |  | 1 | CE¦RoHS¦UL Listed¦UL864¦UL916 | 5 years | N |  | Y | N | N | Gray | 20 Amp | 24 Vac/dc | 1 | SPST | 10 Million Cycles Minimum Mechanical | -30 to 140 F |  | 16in | 600V
RIBXA | Building Automation | Current Sensors | Switches | Current Switch, Adjustable, 0.50-30 Amp, NEMA 1 Housing | 4 | 4 | 1.8 | 0.868 | 9030.33.0040 | US - United States | https://www.functionaldevices.com/downloads/datasheets/RIBXA.pdf | https://www.functionaldevices.com/downloads/datasheets/RIBXA.pdf | https://www.functionaldevices.com/downloads/products/RIBXA.jpg | https://www.functionaldevices.com/downloads/products/RIBXA.jpg |  | 1 | CE¦RoHS¦UL Listed¦UL864¦UL916 | 5 years | N |  | Y | N | N | Gray | .4 Amp |  |  | SPST-N/O |  | -30 to 140 F |  | 16in | 600V
RIBXF | Building Automation | Current Sensors | Switches | Current Switch, Fixed, 0.50-30 Amp, NEMA 1 Housing | 4 | 4 | 1.8 | 0.828 | 9030.33.0040 | US - United States | https://www.functionaldevices.com/downloads/datasheets/RIBXF.pdf | https://www.functionaldevices.com/downloads/datasheets/RIBXF.pdf | https://www.functionaldevices.com/downloads/products/RIBXF.jpg | https://www.functionaldevices.com/downloads/products/RIBXF.jpg |  | 1 | CE¦RoHS¦UL Listed¦UL864¦UL916 | 5 years | N |  | Y | N | N | Gray | .4 Amp |  |  | SPST-N/O |  | -30 to 140 F |  | 16in | 600V
RIBXG21A | Building Automation | Current Sensors | Switches | Current Switch, Split Core, Adjustable, 0.75-150 Amp, Wire Leads, 120-277 Vac | 2.52 | 2 | 1.75 | 0.244 | 9030.33.0040 | US - United States | https://www.functionaldevices.com/downloads/datasheets/RIBXG21_SERIES.pdf | https://www.functionaldevices.com/downloads/datasheets/RIBXG21_SERIES.pdf | https://www.functionaldevices.com/downloads/products/RIBXG21A.jpg | https://www.functionaldevices.com/downloads/products/RIBXG21A.jpg | https://www.functionaldevices.com/downloads/bulletins/B1700_393212.pdf | 1 | CE¦RoHS¦UL Listed¦UL916 | 5 years | N |  | Y | N | N | Gray | 1 Amp |  |  | SPST-N/O |  | -30 to 140 F |  | 16in | 600V
RIBXG21F | Building Automation | Current Sensors | Switches | Current Switch, Split Core, Fixed, 0.50-150 Amp, 120-277 Vac, Wire Leads | 2.52 | 2 | 1.75 | 0.243 | 9030.33.0040 | US - United States | https://www.functionaldevices.com/downloads/datasheets/RIBXG21_SERIES.pdf | https://www.functionaldevices.com/downloads/datasheets/RIBXG21_SERIES.pdf | https://www.functionaldevices.com/downloads/products/RIBXG21F.jpg | https://www.functionaldevices.com/downloads/products/RIBXG21F.jpg | https://www.functionaldevices.com/downloads/bulletins/B1700_393212.pdf | 1 | CE¦RoHS¦UL Listed¦UL916 | 5 years | N |  | Y | N | N | Gray | 1 Amp |  |  | SPST-N/O |  | -30 to 140 F |  | 16in | 600V
RIBXG21TA | Building Automation | Current Sensors | Switches | Current Switch, Split Core, Adjustable, 0.75-150 Amp, 120-277 Vac, Terminal | 2.52 | 2 | 1.75 | 0.244 | 9030.33.0040 | US - United States | https://www.functionaldevices.com/downloads/datasheets/RIBXG21_SERIES.pdf | https://www.functionaldevices.com/downloads/datasheets/RIBXG21_SERIES.pdf | https://www.functionaldevices.com/downloads/products/RIBXG21TA.jpg | https://www.functionaldevices.com/downloads/products/RIBXG21TA.jpg | https://www.functionaldevices.com/downloads/bulletins/B1700_393212.pdf | 1 | CE¦RoHS¦UL Listed¦UL916 | 5 years | N |  | Y | N | N | Gray | 1 Amp |  |  | SPST-N/O |  | -30 to 140 F
RIBXG21TF | Building Automation | Current Sensors | Switches | Current Switch, Split Core, Fixed, 0.50-150 Amp, Terminal, 120 - 277Vac | 2.52 | 2 | 1.75 | 0.243 | 9030.33.0040 | US - United States | https://www.functionaldevices.com/downloads/datasheets/RIBXG21_SERIES.pdf | https://www.functionaldevices.com/downloads/datasheets/RIBXG21_SERIES.pdf | https://www.functionaldevices.com/downloads/products/RIBXG21TF.jpg | https://www.functionaldevices.com/downloads/products/RIBXG21TF.jpg | https://www.functionaldevices.com/downloads/bulletins/B1700_393212.pdf | 1 | CE¦RoHS¦UL Listed¦UL916 | 5 years | N |  | Y | N | N | Gray | 1 Amp |  |  | SPST-N/O |  | -30 to 140 F
RIBXG420-100 | Building Automation | Current Sensors | Transducers | Current Transducer, Split Core, Analog, 4-20 mA, 0-100 Amp, Wire Leads | 2.52 | 2 | 1.75 | 0.276 | 9030.33.0040 | US - United States | https://www.functionaldevices.com/downloads/datasheets/RIBXG420_SERIES.pdf | https://www.functionaldevices.com/downloads/datasheets/RIBXG420_SERIES.pdf | https://www.functionaldevices.com/downloads/products/RIBXG420-100.jpg | https://www.functionaldevices.com/downloads/products/RIBXG420-100.jpg | https://www.functionaldevices.com/downloads/bulletins/B1253_393124.pdf | 1 | CE¦CSFM¦RoHS¦UL Listed¦UL508¦UL864¦UL916 | 5 years | N |  | Y | N | N | Gray | [5 empty] | -30 to 140 F |  | 16in | 600V
RIBXG420-20 | Building Automation | Current Sensors | Transducers | Current Transducer, Split Core, Analog, 4-20 mA, 0-20 Amp, Wire Leads | 2.52 | 2 | 1.75 | 0.276 | 9030.33.0040 | US - United States | https://www.functionaldevices.com/downloads/datasheets/RIBXG420_SERIES.pdf | https://www.functionaldevices.com/downloads/datasheets/RIBXG420_SERIES.pdf | https://www.functionaldevices.com/downloads/products/RIBXG420-20.jpg | https://www.functionaldevices.com/downloads/products/RIBXG420-20.jpg | https://www.functionaldevices.com/downloads/bulletins/B1251_393122.pdf | 1 | CE¦CSFM¦RoHS¦UL Listed¦UL508¦UL864¦UL916 | 5 years | N |  | Y | N | N | Gray | [5 empty] | -30 to 140 F |  | 16in | 600V
RIBXG420-50 | Building Automation | Current Sensors | Transducers | Current Transducer, Split Core, Analog, 4-20 mA, 0-50 Amp, Wire Leads | 2.52 | 2 | 1.75 | 0.276 | 9030.33.0040 | US - United States | https://www.functionaldevices.com/downloads/datasheets/RIBXG420_SERIES.pdf | https://www.functionaldevices.com/downloads/datasheets/RIBXG420_SERIES.pdf | https://www.functionaldevices.com/downloads/products/RIBXG420-50.jpg | https://www.functionaldevices.com/downloads/products/RIBXG420-50.jpg | https://www.functionaldevices.com/downloads/bulletins/B1252_393123.pdf | 1 | CE¦CSFM¦RoHS¦UL Listed¦UL508¦UL864¦UL916 | 5 years | N |  | Y | N | N | Gray | [5 empty] | -30 to 140 F |  | 16in | 600V
RIBXGA | Building Automation | Current Sensors | Switches | Current Switch, Split Core, Adjustable, 0.75-150 Amp, Wire Leads | 2.52 | 2 | 1.75 | 0.283 | 9030.33.0040 | US - United States | https://www.functionaldevices.com/downloads/datasheets/RIBXG_SERIES.pdf | https://www.functionaldevices.com/downloads/datasheets/RIBXG_SERIES.pdf | https://www.functionaldevices.com/downloads/products/RIBXGA.jpg | https://www.functionaldevices.com/downloads/products/RIBXGA.jpg | https://www.functionaldevices.com/downloads/bulletins/B692_393051.pdf | 1 | CE¦CSFM¦RoHS¦UL Listed¦UL508¦UL864¦UL916 | 5 years | N |  | Y | N | N | Gray | .4 Amp |  |  | SPST-N/O |  | -30 to 140 F |  | 16in | 600V
RIBXGA-SCAL | Building Automation | Current Sensors | Switches | Current Switch, Split Core, Self Adjustable, 3-150 Amp, Wire Leads | 2.52 | 2 | 1.75 | 0.292 | 9030.33.0040 | US - United States | https://www.functionaldevices.com/downloads/datasheets/RIBXG_SERIES.pdf | https://www.functionaldevices.com/downloads/datasheets/RIBXG_SERIES.pdf | https://www.functionaldevices.com/downloads/products/RIBXGA-SCAL.jpg | https://www.functionaldevices.com/downloads/products/RIBXGA-SCAL.jpg | https://www.functionaldevices.com/downloads/bulletins/B997_393085.pdf | 1 | CE¦CSFM¦RoHS¦UL Listed¦UL508¦UL864¦UL916 | 5 years | N |  | Y | N | N | Gray | .4 Amp |  |  | SPST-N/O |  | -30 to 140 F |  | 16in | 600V
RIBXGF | Building Automation | Current Sensors | Switches | Current Switch, Split Core, Fixed, 0.35-150 Amp, Wire Leads | 2.52 | 2 | 1.75 | 0.276 | 9030.33.0040 | US - United States | https://www.functionaldevices.com/downloads/datasheets/RIBXG_SERIES.pdf | https://www.functionaldevices.com/downloads/datasheets/RIBXG_SERIES.pdf | https://www.functionaldevices.com/downloads/products/RIBXGF.jpg | https://www.functionaldevices.com/downloads/products/RIBXGF.jpg | https://www.functionaldevices.com/downloads/bulletins/B692_393051.pdf | 1 | CE¦CSFM¦RoHS¦UL Listed¦UL508¦UL864¦UL916 | 5 years | N |  | Y | N | N | Gray | .4 Amp |  |  | SPST-N/O |  | -30 to 140 F |  | 16in | 600V
RIBXGFL | Building Automation | Current Sensors | Switches | Current Switch, Split Core, Fixed, 0.75-150 Amp, LED, Wire Leads | 2.52 | 2 | 1.75 | 0.292 | 9030.33.0040 | US - United States | https://www.functionaldevices.com/downloads/datasheets/RIBXG_SERIES.pdf | https://www.functionaldevices.com/downloads/datasheets/RIBXG_SERIES.pdf | https://www.functionaldevices.com/downloads/products/RIBXGFL.jpg | https://www.functionaldevices.com/downloads/products/RIBXGFL.jpg | https://www.functionaldevices.com/downloads/bulletins/B692_393051.pdf | 1 | CE¦CSFM¦RoHS¦UL Listed¦UL508¦UL864¦UL916 | 5 years | N |  | Y | N | N | Gray | .4 Amp |  |  | SPST-N/O |  | -30 to 140 F |  | 16in | 600V
RIBXGHA | Building Automation | Current Sensors | Switches | Current Switch, Split Core, Adjustable, 0.75-150 Amp, 120 Vac, Wire Leads | 2.52 | 2 | 1.75 | 0.254 | 9030.33.0040 | US - United States | https://www.functionaldevices.com/downloads/datasheets/RIBXGH_SERIES.pdf | https://www.functionaldevices.com/downloads/datasheets/RIBXGH_SERIES.pdf | https://www.functionaldevices.com/downloads/products/RIBXGHA.jpg | https://www.functionaldevices.com/downloads/products/RIBXGHA.jpg | https://www.functionaldevices.com/downloads/bulletins/B750_393065.pdf | 1 | CE¦RoHS¦UL Listed¦UL916¦UL864¦UL508 | 5 years | N |  | Y | N | N | Gray | 1 Amp |  |  | SPST-N/O |  | -30 to 140 F |  | 16in | 600V
RIBXGHF | Building Automation | Current Sensors | Switches | Current Switch, Split Core, Fixed, 0.50-150 Amp, 120 Vac, Wire Leads | 2.52 | 2 | 1.75 | 0.292 | 9030.33.0040 | US - United States | https://www.functionaldevices.com/downloads/datasheets/RIBXGH_SERIES.pdf | https://www.functionaldevices.com/downloads/datasheets/RIBXGH_SERIES.pdf | https://www.functionaldevices.com/downloads/products/RIBXGHF.jpg | https://www.functionaldevices.com/downloads/products/RIBXGHF.jpg | https://www.functionaldevices.com/downloads/bulletins/B750_393065.pdf | 1 | CE¦RoHS¦UL Listed¦UL916¦UL864¦UL508 | 5 years | N |  | Y | N | N | Gray | 1 Amp |  |  | SPST-N/O |  | -30 to 140 F |  | 16in | 600V
RIBXGHTA | Building Automation | Current Sensors | Switches | Current Switch, Split Core, Adjustable, 0.75-150 Amp, 120 Vac, Terminal | 2.52 | 2 | 1.75 | 0.244 | 9030.33.0040 | US - United States | https://www.functionaldevices.com/downloads/datasheets/RIBXGH_SERIES.pdf | https://www.functionaldevices.com/downloads/datasheets/RIBXGH_SERIES.pdf | https://www.functionaldevices.com/downloads/products/RIBXGHTA.jpg | https://www.functionaldevices.com/downloads/products/RIBXGHTA.jpg | https://www.functionaldevices.com/downloads/bulletins/B750_393065.pdf | 1 | CE¦RoHS¦UL Listed¦UL916¦UL864¦UL508 | 5 years | N |  | Y | N | N | Gray | 1 Amp |  |  | SPST-N/O |  | -30 to 140 F
RIBXGHTF | Building Automation | Current Sensors | Switches | Current Switch, Split Core, Fixed, 0.50-150 Amp, 120 Vac, Terminal | 2.52 | 2 | 1.75 | 0.243 | 9030.33.0040 | US - United States | https://www.functionaldevices.com/downloads/datasheets/RIBXGH_SERIES.pdf | https://www.functionaldevices.com/downloads/datasheets/RIBXGH_SERIES.pdf | https://www.functionaldevices.com/downloads/products/RIBXGHTF.jpg | https://www.functionaldevices.com/downloads/products/RIBXGHTF.jpg | https://www.functionaldevices.com/downloads/bulletins/B750_393065.pdf | 1 | CE¦RoHS¦UL Listed¦UL916¦UL864¦UL508 | 5 years | N |  | Y | N | N | Gray | 1 Amp |  |  | SPST-N/O |  | -30 to 140 F
RIBXGNTA | Building Automation | Current Sensors | Switches | Current Switch, Split Core, Adjustable, 0.75-150 Amp, Terminal | 2.52 | 2 | 1.75 | 0.246 | 9030.33.0040 | US - United States | https://www.functionaldevices.com/downloads/datasheets/RIBXGN_SERIES.pdf | https://www.functionaldevices.com/downloads/datasheets/RIBXGN_SERIES.pdf | https://www.functionaldevices.com/downloads/products/RIBXGNTA.jpg | https://www.functionaldevices.com/downloads/products/RIBXGNTA.jpg | https://www.functionaldevices.com/downloads/bulletins/B3119_393326.pdf | 1 | CE¦CSFM¦RoHS¦UL Listed¦UL864¦UL916 | 5 years | N |  |  |  | N | Gray | 1 Amp |  |  | SPST-N/O |  | -30 to 140 F | 5 to 95% Relative Humidity
RIBXGNTF | Building Automation | Current Sensors | Switches | Current Switch, Split Core, Fixed, 0.35-150 Amp, Terminal | 2.52 | 2 | 1.75 | 0.245 | 9030.33.0040 | US - United States | https://www.functionaldevices.com/downloads/datasheets/RIBXGN_SERIES.pdf | https://www.functionaldevices.com/downloads/datasheets/RIBXGN_SERIES.pdf | https://www.functionaldevices.com/downloads/products/RIBXGNTF.jpg | https://www.functionaldevices.com/downloads/products/RIBXGNTF.jpg | https://www.functionaldevices.com/downloads/bulletins/B3119_393326.pdf | 1 | CE¦CSFM¦RoHS¦UL Listed¦UL864¦UL916 | 5 years | N |  |  |  | N | Gray | 1 Amp |  |  | SPST-N/O |  | -30 to 140 F | 5 to 95% Relative Humidity
RIBXGTA | Building Automation | Current Sensors | Switches | Current Switch, Split Core, Adjustable, 0.75-150 Amp, Terminal | 2.52 | 2 | 1.75 | 0.246 | 9030.33.0040 | US - United States | https://www.functionaldevices.com/downloads/datasheets/RIBXG_SERIES.pdf | https://www.functionaldevices.com/downloads/datasheets/RIBXG_SERIES.pdf | https://www.functionaldevices.com/downloads/products/RIBXGTA.jpg | https://www.functionaldevices.com/downloads/products/RIBXGTA.jpg | https://www.functionaldevices.com/downloads/bulletins/B692_393051.pdf | 1 | CE¦CSFM¦RoHS¦UL Listed¦UL508¦UL864¦UL916 | 5 years | N |  | Y | N | N | Gray | .4 Amp |  |  | SPST-N/O |  | -30 to 140 F
RIBXGTA-ECM | Building Automation | Current Sensors | Switches | Current Switch, Split Core, Adjustable, 0.25-150 Amp, Terminal | 2.52 | 2 | 1.75 | 0.246 | 9030.33.0040 | US - United States | https://www.functionaldevices.com/downloads/datasheets/RIBXG_SERIES.pdf | https://www.functionaldevices.com/downloads/datasheets/RIBXG_SERIES.pdf | https://www.functionaldevices.com/downloads/products/RIBXGTA-ECM.jpg | https://www.functionaldevices.com/downloads/products/RIBXGTA-ECM.jpg | https://www.functionaldevices.com/downloads/bulletins/B2650_393291.pdf | 1 | CE¦CSFM¦RoHS¦UL Listed¦UL508¦UL864¦UL916 | 5 years | N |  | Y | N | N | Gray | .4 Amp |  |  | SPST-N/O |  | -30 to 140 F
RIBXGTA-NC | Building Automation | Current Sensors | Switches | Current Switch, Split Core, Adjustable, 0.75-150 Amp, Normally Closed Output, Terminal | 2.52 | 2 | 1.75 | 0.246 | 9030.33.0040 | US - United States | https://www.functionaldevices.com/downloads/datasheets/RIBXG-NC_SERIES.pdf | https://www.functionaldevices.com/downloads/datasheets/RIBXG-NC_SERIES.pdf | https://www.functionaldevices.com/downloads/products/RIBXGTA-NC.jpg | https://www.functionaldevices.com/downloads/products/RIBXGTA-NC.jpg | https://www.functionaldevices.com/downloads/bulletins/B3120_393327.pdf | 1 | CE¦CSFM¦RoHS¦UL Listed¦UL864¦UL916 | 5 years | N |  |  |  | N | Gray | .1 Amp |  |  | SPST-N/C |  | -30 to 140 F | 5 to 95% Relative Humidity
RIBXGTA-SCAL | Building Automation | Current Sensors | Switches | Current Switch, Split Core, Self Adjustable, 3-150 Amp, Terminal | 2.52 | 2 | 1.75 | 0.248 | 9030.33.0040 | US - United States | https://www.functionaldevices.com/downloads/datasheets/RIBXG_SERIES.pdf | https://www.functionaldevices.com/downloads/datasheets/RIBXG_SERIES.pdf | https://www.functionaldevices.com/downloads/products/RIBXGTA-SCAL.jpg | https://www.functionaldevices.com/downloads/products/RIBXGTA-SCAL.jpg | https://www.functionaldevices.com/downloads/bulletins/B997_393085.pdf | 1 | CE¦CSFM¦RoHS¦UL Listed¦UL508¦UL864¦UL916 | 5 years | N |  | Y | N | N | Gray | .4 Amp |  |  | SPST-N/O |  | -30 to 140 F
RIBXGTF | Building Automation | Current Sensors | Switches | Current Switch, Split Core, Fixed, 0.35-150 Amp, Terminal | 2.52 | 2 | 1.75 | 0.245 | 9030.33.0040 | US - United States | https://www.functionaldevices.com/downloads/datasheets/RIBXG_SERIES.pdf | https://www.functionaldevices.com/downloads/datasheets/RIBXG_SERIES.pdf | https://www.functionaldevices.com/downloads/products/RIBXGTF.jpg | https://www.functionaldevices.com/downloads/products/RIBXGTF.jpg | https://www.functionaldevices.com/downloads/bulletins/B692_393051.pdf | 1 | CE¦CSFM¦RoHS¦UL Listed¦UL508¦UL864¦UL916 | 5 years | N |  | Y | N | N | Gray | .4 Amp |  |  | SPST-N/O |  | -30 to 140 F
RIBXGTFL | Building Automation | Current Sensors | Switches | Current Switch, Split Core, Fixed, 0.75-150 Amp, LED, Terminal | 2.52 | 2 | 1.75 | 0.24 | 9030.33.0040 | US - United States | https://www.functionaldevices.com/downloads/datasheets/RIBXG_SERIES.pdf | https://www.functionaldevices.com/downloads/datasheets/RIBXG_SERIES.pdf | https://www.functionaldevices.com/downloads/products/RIBXGTFL.jpg | https://www.functionaldevices.com/downloads/products/RIBXGTFL.jpg | https://www.functionaldevices.com/downloads/bulletins/B692_393051.pdf | 1 | CE¦CSFM¦RoHS¦UL Listed¦UL508¦UL864¦UL916 | 5 years | N |  | Y | N | N | Gray | .4 Amp |  |  | SPST-N/O |  | -30 to 140 F
RIBXGTF-NC | Building Automation | Current Sensors | Switches | Current Switch, Split Core, Fixed, 0.35-150 Amp, Normally Closed Output, Terminal | 2.52 | 2 | 1.75 | 0.245 | 9030.33.0040 | US - United States | https://www.functionaldevices.com/downloads/datasheets/RIBXG-NC_SERIES.pdf | https://www.functionaldevices.com/downloads/datasheets/RIBXG-NC_SERIES.pdf | https://www.functionaldevices.com/downloads/products/RIBXGTF-NC.jpg | https://www.functionaldevices.com/downloads/products/RIBXGTF-NC.jpg | https://www.functionaldevices.com/downloads/bulletins/B3120_393327.pdf | 1 | CE¦CSFM¦RoHS¦UL Listed¦UL864¦UL916 | 5 years | N |  |  |  | N | Gray | .1 Amp |  |  | SPST-N/C |  | -30 to 140 F | 5 to 95% Relative Humidity
RIBXGTV10 | Building Automation | Current Sensors | Transducers | Current Transducer, Split Core, Multi-Range (0-20 Amp, 50 Amp, 100 Amp), 0-10 Vdc Terminal Output | 2.52 | 2 | 1.75 | 0.246 | 9030.33.0040 | US - United States | https://www.functionaldevices.com/downloads/datasheets/RIBXGTV10.pdf | https://www.functionaldevices.com/downloads/datasheets/RIBXGTV10.pdf | https://www.functionaldevices.com/downloads/products/RIBXGTV10.jpg | https://www.functionaldevices.com/downloads/products/RIBXGTV10.jpg | https://www.functionaldevices.com/downloads/bulletins/B1413_393162.pdf | 1 | CE¦CSFM¦RoHS¦UL Listed¦UL864¦UL916 | 5 years | N |  | Y | N | N | Gray | [5 empty] | -30 to 140 F
RIBXGTV5 | Building Automation | Current Sensors | Transducers | Current Transducer, Split Core, Multi-Range (0-20 Amp, 50 Amp, 100 Amp), 0-5 Vdc Terminal Output | 2.52 | 2 | 1.75 | 0.246 | 9030.33.0040 | US - United States | https://www.functionaldevices.com/downloads/datasheets/RIBXGTV5.pdf | https://www.functionaldevices.com/downloads/datasheets/RIBXGTV5.pdf | https://www.functionaldevices.com/downloads/products/RIBXGTV5.jpg | https://www.functionaldevices.com/downloads/products/RIBXGTV5.jpg | https://www.functionaldevices.com/downloads/bulletins/B1413_393162.pdf | 1 | CE¦CSFM¦RoHS¦UL Listed¦UL864¦UL916 | 5 years | N |  | Y | N | N | Gray | [5 empty] | -30 to 140 F
RIBXGTV5-10 | Building Automation | Current Sensors | Transducers | Current Transducer, Split Core, 0-10 Amp, 0-5 Vdc Terminal Output | 2.52 | 2 | 1.75 | 0.246 | 9030.33.0040 | US - United States | https://www.functionaldevices.com/downloads/datasheets/RIBXGTV5-10.pdf | https://www.functionaldevices.com/downloads/datasheets/RIBXGTV5-10.pdf | https://www.functionaldevices.com/downloads/products/RIBXGTV5-10.jpg | https://www.functionaldevices.com/downloads/products/RIBXGTV5-10.jpg | https://www.functionaldevices.com/downloads/bulletins/B2486_393276.pdf | 1 | CE¦CSFM¦RoHS¦UL Listed¦UL864¦UL916 | 5 years | N |  | Y | N | N | Gray | [5 empty] | -30 to 140 F
RIBXJA | Building Automation | Current Sensors | Switches | Current Switch, Split Ring Remote, Adjustable, 3-150 Amp | 4 | 4 | 1.8 | 0.744 | 9030.33.0040 | US - United States | https://www.functionaldevices.com/downloads/datasheets/RIBXJA.pdf | https://www.functionaldevices.com/downloads/datasheets/RIBXJA.pdf | https://www.functionaldevices.com/downloads/products/RIBXJA.jpg | https://www.functionaldevices.com/downloads/products/RIBXJA.jpg |  | 1 | CE¦CSFM¦RoHS¦UL Listed¦UL864¦UL916 | 5 years | N |  | Y | N | N | Gray | .4 Amp |  |  | SPST-N/O |  | -30 to 140 F |  | 16in | 600V
RIBXJF | Building Automation | Current Sensors | Switches | Current Switch, Split Ring Remote, Fixed, 3-150 Amp | 4 | 4 | 1.8 | 0.759 | 9030.33.0040 | US - United States | https://www.functionaldevices.com/downloads/datasheets/RIBXJF.pdf | https://www.functionaldevices.com/downloads/datasheets/RIBXJF.pdf | https://www.functionaldevices.com/downloads/products/RIBXJF.jpg | https://www.functionaldevices.com/downloads/products/RIBXJF.jpg |  | 1 | CE¦CSFM¦RoHS¦UL Listed¦UL864¦UL916 | 5 years | N |  | Y | N | N | Gray | .4 Amp |  |  | SPST-N/O |  | -30 to 140 F |  | 16in | 600V
RIBXK420-100 | Building Automation | Current Sensors | Transducers | Current Transducer, Solid Core, Analog, 4-20 mA, 0-100 Amp, Wire Leads | 2.05 | 1.46 | 1.5 | 0.18 | 9030.33.0040 | US - United States | https://www.functionaldevices.com/downloads/datasheets/RIBXK420_SERIES.pdf | https://www.functionaldevices.com/downloads/datasheets/RIBXK420_SERIES.pdf | https://www.functionaldevices.com/downloads/products/RIBXK420-100.jpg | https://www.functionaldevices.com/downloads/products/RIBXK420-100.jpg | https://www.functionaldevices.com/downloads/bulletins/B670_393042.pdf | 1 | CE¦CSFM¦RoHS¦UL Listed¦UL864¦UL916 | 5 years | N |  | Y | N | N | Gray | [5 empty] | -30 to 140 F |  | 16in | 600V
RIBXK420-20 | Building Automation | Current Sensors | Transducers | Current Transducer, Solid Core, Analog, 4-20 mA, 0-20 Amp, Wire Leads | 2.05 | 1.46 | 1.5 | 0.178 | 9030.33.0040 | US - United States | https://www.functionaldevices.com/downloads/datasheets/RIBXK420_SERIES.pdf | https://www.functionaldevices.com/downloads/datasheets/RIBXK420_SERIES.pdf | https://www.functionaldevices.com/downloads/products/RIBXK420-20.jpg | https://www.functionaldevices.com/downloads/products/RIBXK420-20.jpg | https://www.functionaldevices.com/downloads/bulletins/B670_393042.pdf | 1 | CE¦CSFM¦RoHS¦UL Listed¦UL864¦UL916 | 5 years | N |  | Y | N | N | Gray | [5 empty] | -30 to 140 F |  | 16in | 600V
RIBXK420-50 | Building Automation | Current Sensors | Transducers | Current Transducer, Solid Core, Analog, 4-20 mA, 0-50 Amp, Wire Leads | 2.05 | 1.46 | 1.5 | 0.18 | 9030.33.0040 | US - United States | https://www.functionaldevices.com/downloads/datasheets/RIBXK420_SERIES.pdf | https://www.functionaldevices.com/downloads/datasheets/RIBXK420_SERIES.pdf | https://www.functionaldevices.com/downloads/products/RIBXK420-50.jpg | https://www.functionaldevices.com/downloads/products/RIBXK420-50.jpg | https://www.functionaldevices.com/downloads/bulletins/B670_393042.pdf | 1 | CE¦CSFM¦RoHS¦UL Listed¦UL864¦UL916 | 5 years | N |  | Y | N | N | Gray | [5 empty] | -30 to 140 F |  | 16in | 600V
RIBXKA | Building Automation | Current Sensors | Switches | Current Switch, Solid Core, Adjustable, 0.50-150 Amp, Wire Leads | 2.05 | 1.46 | 1.5 | 0.188 | 9030.33.0040 | US - United States | https://www.functionaldevices.com/downloads/datasheets/RIBXK_SERIES.pdf | https://www.functionaldevices.com/downloads/datasheets/RIBXK_SERIES.pdf | https://www.functionaldevices.com/downloads/products/RIBXKA.jpg | https://www.functionaldevices.com/downloads/products/RIBXKA.jpg | https://www.functionaldevices.com/downloads/bulletins/B735_393064.pdf | 1 | CE¦CSFM¦RoHS¦UL Listed¦UL864¦UL916 | 5 years | N |  | Y | N | N | Gray | .8 Amp |  |  | SPST-N/O |  | -30 to 140 F |  | 16in | 600V
RIBXKF | Building Automation | Current Sensors | Switches | Current Switch, Solid Core, Fixed, 0.25-150 Amp, Wire Leads | 2.05 | 1.46 | 1.5 | 0.182 | 9030.33.0040 | US - United States | https://www.functionaldevices.com/downloads/datasheets/RIBXK_SERIES.pdf | https://www.functionaldevices.com/downloads/datasheets/RIBXK_SERIES.pdf | https://www.functionaldevices.com/downloads/products/RIBXKF.jpg | https://www.functionaldevices.com/downloads/products/RIBXKF.jpg | https://www.functionaldevices.com/downloads/bulletins/B735_393064.pdf | 1 | CE¦CSFM¦RoHS¦UL Listed¦UL864¦UL916 | 5 years | N |  | Y | N | N | Gray | .4 Amp |  |  | SPST-N/O |  | -30 to 140 F |  | 16in | 600V
RIBXKTA | Building Automation | Current Sensors | Switches | Current Switch, Solid Core, Adjustable, 0.50-150 Amp, Terminal | 2.05 | 1.46 | 1.5 | 0.151 | 9030.33.0040 | US - United States | https://www.functionaldevices.com/downloads/datasheets/RIBXK_SERIES.pdf | https://www.functionaldevices.com/downloads/datasheets/RIBXK_SERIES.pdf | https://www.functionaldevices.com/downloads/products/RIBXKTA.jpg | https://www.functionaldevices.com/downloads/products/RIBXKTA.jpg | https://www.functionaldevices.com/downloads/bulletins/B735_393064.pdf | 1 | CE¦CSFM¦RoHS¦UL Listed¦UL864¦UL916 | 5 years | N |  | Y | N | N | Gray | .8 Amp |  |  | SPST-N/O |  | -30 to 140 F
RIBXKTF | Building Automation | Current Sensors | Switches | Current Switch, Solid Core, Fixed, 0.25-150 Amp, Terminal | 2.05 | 1.46 | 1.5 | 0.152 | 9030.33.0040 | US - United States | https://www.functionaldevices.com/downloads/datasheets/RIBXK_SERIES.pdf | https://www.functionaldevices.com/downloads/datasheets/RIBXK_SERIES.pdf | https://www.functionaldevices.com/downloads/products/RIBXKTF.jpg | https://www.functionaldevices.com/downloads/products/RIBXKTF.jpg | https://www.functionaldevices.com/downloads/bulletins/B735_393064.pdf | 1 | CE¦CSFM¦RoHS¦UL Listed¦UL864¦UL916 | 5 years | N |  | Y | N | N | Gray | .4 Amp |  |  | SPST-N/O |  | -30 to 140 F
RIBXKTV5-10 | Building Automation | Current Sensors | Transducers | Current Transducer, Solid Core, Analog, 0-5 Vdc Output, 0-10 Amp, Terminals | 2.05 | 1.46 | 1.5 | 0.156 | 9030.33.0040 | US - United States | https://www.functionaldevices.com/downloads/datasheets/RIBXKTV_SERIES.pdf | https://www.functionaldevices.com/downloads/datasheets/RIBXKTV_SERIES.pdf | https://www.functionaldevices.com/downloads/products/RIBXKTV5-10.jpg | https://www.functionaldevices.com/downloads/products/RIBXKTV5-10.jpg | https://www.functionaldevices.com/downloads/bulletins/B902_393075.pdf | 1 | CE¦CSFM¦RoHS¦UL Listed¦UL864¦UL916 | 5 years | N |  | Y | N | N | Gray | [5 empty] | -30 to 140 F
RIBXKTV5-100 | Building Automation | Current Sensors | Transducers | Current Transducer, Solid Core, Analog, 0-5 Vdc Output, 0-100 Amp, Terminals | 2.05 | 1.46 | 1.5 | 0.149 | 9030.33.0040 | US - United States | https://www.functionaldevices.com/downloads/datasheets/RIBXKTV_SERIES.pdf | https://www.functionaldevices.com/downloads/datasheets/RIBXKTV_SERIES.pdf | https://www.functionaldevices.com/downloads/products/RIBXKTV5-100.jpg | https://www.functionaldevices.com/downloads/products/RIBXKTV5-100.jpg | https://www.functionaldevices.com/downloads/bulletins/B902_393075.pdf | 1 | CE¦CSFM¦RoHS¦UL Listed¦UL864¦UL916 | 5 years | N |  | Y | N | N | Gray | [5 empty] | -30 to 140 F
RIBXKTV5-20 | Building Automation | Current Sensors | Transducers | Current Transducer, Solid Core, Analog, 0-5 Vdc Output, 0-20 Amp, Terminals | 2.05 | 1.46 | 1.5 | 0.15 | 9030.33.0040 | US - United States | https://www.functionaldevices.com/downloads/datasheets/RIBXKTV_SERIES.pdf | https://www.functionaldevices.com/downloads/datasheets/RIBXKTV_SERIES.pdf | https://www.functionaldevices.com/downloads/products/RIBXKTV5-20.jpg | https://www.functionaldevices.com/downloads/products/RIBXKTV5-20.jpg | https://www.functionaldevices.com/downloads/bulletins/B902_393075.pdf | 1 | CE¦CSFM¦RoHS¦UL Listed¦UL864¦UL916 | 5 years | N |  | Y | N | N | Gray | [5 empty] | -30 to 140 F
RIBXKTV5-50 | Building Automation | Current Sensors | Transducers | Current Transducer, Solid Core, Analog, 0-5 Vdc Output, 0-50 Amp, Terminals | 2.05 | 1.46 | 1.5 | 0.151 | 9030.33.0040 | US - United States | https://www.functionaldevices.com/downloads/datasheets/RIBXKTV_SERIES.pdf | https://www.functionaldevices.com/downloads/datasheets/RIBXKTV_SERIES.pdf | https://www.functionaldevices.com/downloads/products/RIBXKTV5-50.jpg | https://www.functionaldevices.com/downloads/products/RIBXKTV5-50.jpg | https://www.functionaldevices.com/downloads/bulletins/B902_393075.pdf | 1 | CE¦CSFM¦RoHS¦UL Listed¦UL864¦UL916 | 5 years | N |  | Y | N | N | Gray | [5 empty] | -30 to 140 F
RIBXLCA | Building Automation | Current Sensors | Current Sensor & Relay Combos¦Current Sensors | Current Switch and Relay Combination, 10 Amp SPDT Relay with 10-30Vac/dc Coil, Adjustable, 0.5-10 Amp, NEMA 1 Housing | 4 | 4 | 1.8 | 0.819 | 8536.49.0075 | US - United States | https://www.functionaldevices.com/downloads/datasheets/RIBXLC_SERIES.pdf | https://www.functionaldevices.com/downloads/datasheets/RIBXLC_SERIES.pdf | https://www.functionaldevices.com/downloads/products/RIBXLCA.jpg | https://www.functionaldevices.com/downloads/products/RIBXLCA.jpg |  | 1 | CE¦CSFM¦RoHS¦UL Listed¦UL864¦UL916 | 5 years | N |  | Y | N | N | Gray | 10 Amp | 10-30 Vac/dc | 1 | SPDT | 10 Million Cycles Minimum Mechanical | -30 to 140 F |  | 16in | 600V
RIBXLCEA | Building Automation | Current Sensors | Current Sensor & Relay Combos¦Current Sensors | Current Switch and Relay Combination, 5 Amp SPDT Relay with 10-30Vac/dc Coil, Adjustable, 0.125-5 Amp, NEMA 1 Housing | 4 | 4 | 1.8 | 0.847 | 8536.49.0075 | US - United States | https://www.functionaldevices.com/downloads/datasheets/RIBXLC_SERIES.pdf | https://www.functionaldevices.com/downloads/datasheets/RIBXLC_SERIES.pdf | https://www.functionaldevices.com/downloads/products/RIBXLCEA.jpg | https://www.functionaldevices.com/downloads/products/RIBXLCEA.jpg |  | 1 | CE¦CSFM¦RoHS¦UL Listed¦UL864¦UL916 | 5 years | N |  | Y | N | N | Gray | 5 Amp | 10-30 Vac/dc | 1 | SPDT | 10 Million Cycles Minimum Mechanical | -30 to 140 F |  | 16in | 600V
RIBXLCEV | Building Automation | Current Sensors | Current Sensor & Relay Combos¦Current Sensors | Transducer and Relay Combination, 5 Amp SPDT, 10-30 Vac/dc Coil, Analog, 0-5 Amp, 0-5 Vdc/0-10 Vdc Output, NEMA 1 Housing | 4 | 4 | 1.8 | 0.842 | 8536.49.0075 | US - United States | https://www.functionaldevices.com/downloads/datasheets/RIBXLC_SERIES.pdf | https://www.functionaldevices.com/downloads/datasheets/RIBXLC_SERIES.pdf | https://www.functionaldevices.com/downloads/products/RIBXLCEV.jpg | https://www.functionaldevices.com/downloads/products/RIBXLCEV.jpg |  | 1 | CE¦CSFM¦RoHS¦UL Listed¦UL864¦UL916 | 5 years | N |  | Y | N | N | Gray | 5 Amp | 10-30 Vac/dc | 1 | SPDT | 10 Million Cycles Minimum Mechanical | -30 to 140 F |  | 16in | 600V
RIBXLCF | Building Automation | Current Sensors | Current Sensor & Relay Combos¦Current Sensors | Current Switch and Relay Combination, 10 Amp SPDT Relay, 10-30Vac/dc Coil, Fixed, 0.5-10 Amp, NEMA 1 Housing | 4 | 4 | 1.8 | 0.836 | 8536.49.0075 | US - United States | https://www.functionaldevices.com/downloads/datasheets/RIBXLC_SERIES.pdf | https://www.functionaldevices.com/downloads/datasheets/RIBXLC_SERIES.pdf | https://www.functionaldevices.com/downloads/products/RIBXLCF.jpg | https://www.functionaldevices.com/downloads/products/RIBXLCF.jpg |  | 1 | CE¦CSFM¦RoHS¦UL Listed¦UL864¦UL916 | 5 years | N |  | Y | N | N | Gray | 10 Amp | 10-30 Vac/dc | 1 | SPDT | 10 Million Cycles Minimum Mechanical | -30 to 140 F |  | 16in | 600V
RIBXLCJA | Building Automation | Current Sensors | Current Sensor & Relay Combos¦Current Sensors | Current Switch and Relay Combination, 10 Amp SPDT Relay, 10-30Vac/dc Coil, Remote Split Core, Adjustable, 3-150 Amp, NEMA 1 Housing | 4 | 4 | 1.8 | 0.913 | 8536.49.0075 | US - United States | https://www.functionaldevices.com/downloads/datasheets/RIBXLC_SERIES.pdf | https://www.functionaldevices.com/downloads/datasheets/RIBXLC_SERIES.pdf | https://www.functionaldevices.com/downloads/products/RIBXLCJA.jpg | https://www.functionaldevices.com/downloads/products/RIBXLCJA.jpg | https://www.functionaldevices.com/downloads/bulletins/B1154_393103.pdf | 1 | CE¦CSFM¦RoHS¦UL Listed¦UL864¦UL916 | 5 years | N |  | Y | N | N | Gray | 10 Amp | 10-30 Vac/dc | 1 | SPDT | 10 Million Cycles Minimum Mechanical | -30 to 140 F |  | 16in | 600V
RIBXLCJF | Building Automation | Current Sensors | Current Sensor & Relay Combos¦Current Sensors | Current Switch and Relay Combination, 10 Amp SPDT Relay with 10-30Vac/dc Coil, Remote Split Core, Fixed, 3-150 Amp, NEMA 1 Housing | 4 | 4 | 1.8 | 0.913 | 8536.49.0075 | US - United States | https://www.functionaldevices.com/downloads/datasheets/RIBXLC_SERIES.pdf | https://www.functionaldevices.com/downloads/datasheets/RIBXLC_SERIES.pdf | https://www.functionaldevices.com/downloads/products/RIBXLCJF.jpg | https://www.functionaldevices.com/downloads/products/RIBXLCJF.jpg | https://www.functionaldevices.com/downloads/bulletins/B1154_393103.pdf | 1 | CE¦CSFM¦RoHS¦UL Listed¦UL864¦UL916 | 5 years | N |  | Y | N | N | Gray | 10 Amp | 10-30 Vac/dc | 1 | SPDT | 10 Million Cycles Minimum Mechanical | -30 to 140 F |  | 16in | 600V
RIBXLCRA | Building Automation | Current Sensors | Current Sensor & Relay Combos¦Current Sensors | Current Switch and Relay Combination, 10 Amp SPDT Relay, 10-30Vac/dc Coil/Remote Solid Core Adjustable Current Switch Combination, 1.25-150 Amp, NEMA 1 Housing | 4 | 4 | 1.8 | 0.827 | 8536.49.0075 | US - United States | https://www.functionaldevices.com/downloads/datasheets/RIBXLC_SERIES.pdf | https://www.functionaldevices.com/downloads/datasheets/RIBXLC_SERIES.pdf | https://www.functionaldevices.com/downloads/products/RIBXLCRA.jpg | https://www.functionaldevices.com/downloads/products/RIBXLCRA.jpg | https://www.functionaldevices.com/downloads/bulletins/B1154_393103.pdf | 1 | CE¦CSFM¦RoHS¦UL Listed¦UL864¦UL916 | 5 years | N |  | Y | N | N | Gray | 10 Amp | 10-30 Vac/dc | 1 | SPDT | 10 Million Cycles Minimum Mechanical | -30 to 140 F |  | 16in | 600V
RIBXLCRF | Building Automation | Current Sensors | Current Sensor & Relay Combos¦Current Sensors | Current Switch and Relay Combination, 10 Amp SPDT Relay, 10-30Vac/dc Coil, Remote Solid Core, Fixed, 1.25-150 Amp, NEMA 1 Housing | 4 | 4 | 1.8 | 0.82 | 8536.49.0075 | US - United States | https://www.functionaldevices.com/downloads/datasheets/RIBXLC_SERIES.pdf | https://www.functionaldevices.com/downloads/datasheets/RIBXLC_SERIES.pdf | https://www.functionaldevices.com/downloads/products/RIBXLCRF.jpg | https://www.functionaldevices.com/downloads/products/RIBXLCRF.jpg | https://www.functionaldevices.com/downloads/bulletins/B1154_393103.pdf | 1 | CE¦CSFM¦RoHS¦UL Listed¦UL864¦UL916 | 5 years | N |  | Y | N | N | Gray | 10 Amp | 10-30 Vac/dc | 1 | SPDT | 10 Million Cycles Minimum Mechanical | -30 to 140 F |  | 16in | 600V
RIBXLCV | Building Automation | Current Sensors | Current Sensor & Relay Combos¦Current Sensors | Transducer and Relay Combination, 10 Amp SPDT, 10-30 Vac/dc Coil, Analog, 0-10 Amp, 0-5 Vdc/0-10 Vdc Output, NEMA 1 Housing | 4 | 4 | 1.8 | 0.852 | 8536.49.0075 | US - United States | https://www.functionaldevices.com/downloads/datasheets/RIBXLC_SERIES.pdf | https://www.functionaldevices.com/downloads/datasheets/RIBXLC_SERIES.pdf | https://www.functionaldevices.com/downloads/products/RIBXLCV.jpg | https://www.functionaldevices.com/downloads/products/RIBXLCV.jpg |  | 1 | CE¦CSFM¦RoHS¦UL Listed¦UL864¦UL916 | 5 years | N |  | Y | N | N | Gray | 10 Amp | 10-30 Vac/dc | 1 | SPDT | 10 Million Cycles Minimum Mechanical | -30 to 140 F |  | 16in | 600V
RIBXLSA | Building Automation | Current Sensors | Current Sensor & Relay Combos¦Current Sensors | Current Switch and Relay Combination, 10 Amp SPST + Override, 10-30 Vac/dc Coil, Adjustable, 0.50-10 Amp, NEMA 1 Housing | 4 | 4 | 1.8 | 0.866 | 8536.49.0075 | US - United States | https://www.functionaldevices.com/downloads/datasheets/RIBXLS_SERIES.pdf | https://www.functionaldevices.com/downloads/datasheets/RIBXLS_SERIES.pdf | https://www.functionaldevices.com/downloads/products/RIBXLSA.jpg | https://www.functionaldevices.com/downloads/products/RIBXLSA.jpg |  | 1 | CE¦CSFM¦RoHS¦UL Listed¦UL864¦UL916 | 5 years | N |  | Y | N | N | Gray | 10 Amp | 10-30 Vac/dc | 1 | SPST | 10 Million Cycles Minimum Mechanical | -30 to 140 F |  | 16in | 600V
RIBXLSEA | Building Automation | Current Sensors | Current Sensor & Relay Combos¦Current Sensors | Current Switch and Relay Combination, 5 Amp SPST + Override, 10-30 Vac/dc Coil, Adjustable, 0.125-5 Amp, NEMA 1 Housing | 4 | 4 | 1.8 | 0.838 | 8536.49.0075 | US - United States | https://www.functionaldevices.com/downloads/datasheets/RIBXLS_SERIES.pdf | https://www.functionaldevices.com/downloads/datasheets/RIBXLS_SERIES.pdf | https://www.functionaldevices.com/downloads/products/RIBXLSEA.jpg | https://www.functionaldevices.com/downloads/products/RIBXLSEA.jpg |  | 1 | CE¦CSFM¦RoHS¦UL Listed¦UL864¦UL916 | 5 years | N |  | Y | N | N | Gray | 5 Amp | 10-30 Vac/dc | 1 | SPST | 10 Million Cycles Minimum Mechanical | -30 to 140 F |  | 16in | 600V
RIBXLSEV | Building Automation | Current Sensors | Current Sensor & Relay Combos¦Current Sensors | Transducer and Relay Combination, 5 Amp SPST + Override, 10-30 Vac/dc Coil, Analog, 0-5 Amp, 0-5 Vdc/0-10 Vdc Output, NEMA 1 Housing | 4 | 4 | 1.8 | 0.84 | 8536.49.0075 | US - United States | https://www.functionaldevices.com/downloads/datasheets/RIBXLS_SERIES.pdf | https://www.functionaldevices.com/downloads/datasheets/RIBXLS_SERIES.pdf | https://www.functionaldevices.com/downloads/products/RIBXLSEV.jpg | https://www.functionaldevices.com/downloads/products/RIBXLSEV.jpg |  | 1 | CE¦CSFM¦RoHS¦UL Listed¦UL864¦UL916 | 5 years | N |  | Y | N | N | Gray | 5 Amp | 10-30 Vac/dc | 1 | SPST | 10 Million Cycles Minimum Mechanical | -30 to 140 F |  | 16in | 600V
RIBXLSF | Building Automation | Current Sensors | Current Sensor & Relay Combos¦Current Sensors | Current Switch and Relay Combination, 10 Amp SPST + Override, 10-30 Vac/dc Coil, Fixed, 0.50-10 Amp, NEMA 1 Housing | 4 | 4 | 1.8 | 0.868 | 8536.49.0075 | US - United States | https://www.functionaldevices.com/downloads/datasheets/RIBXLS_SERIES.pdf | https://www.functionaldevices.com/downloads/datasheets/RIBXLS_SERIES.pdf | https://www.functionaldevices.com/downloads/products/RIBXLSF.jpg | https://www.functionaldevices.com/downloads/products/RIBXLSF.jpg |  | 1 | CE¦CSFM¦RoHS¦UL Listed¦UL864¦UL916 | 5 years | N |  | Y | N | N | Gray | 10 Amp | 10-30 Vac/dc | 1 | SPST | 10 Million Cycles Minimum Mechanical | -30 to 140 F |  | 16in | 600V
RIBXLSJA | Building Automation | Current Sensors | Current Sensor & Relay Combos¦Current Sensors | Current Switch and Relay Combination, 10 Amp SPST + Override, 10-30 Vac/dc Coil, Remote Split Core, Adjustable, 3-150 Amp, NEMA 1 Housing | 4 | 4 | 1.8 | 0.925 | 8536.49.0075 | US - United States | https://www.functionaldevices.com/downloads/datasheets/RIBXLS_SERIES.pdf | https://www.functionaldevices.com/downloads/datasheets/RIBXLS_SERIES.pdf | https://www.functionaldevices.com/downloads/products/RIBXLSJA.jpg | https://www.functionaldevices.com/downloads/products/RIBXLSJA.jpg | https://www.functionaldevices.com/downloads/bulletins/B1154_393103.pdf | 1 | CE¦CSFM¦RoHS¦UL Listed¦UL864¦UL916 | 5 years | N |  | Y | N | N | Gray | 10 Amp | 10-30 Vac/dc | 1 | SPST | 10 Million Cycles Minimum Mechanical | -30 to 140 F |  | 16in | 600V
RIBXLSJF | Building Automation | Current Sensors | Current Sensor & Relay Combos¦Current Sensors | Current Switch and Relay Combination, 10 Amp SPST + Override, 10-30 Vac/dc Coil, Remote Split Core, Fixed, 3-150 Amp, NEMA 1 Housing | 4 | 4 | 1.8 | 0.942 | 8536.49.0075 | US - United States | https://www.functionaldevices.com/downloads/datasheets/RIBXLS_SERIES.pdf | https://www.functionaldevices.com/downloads/datasheets/RIBXLS_SERIES.pdf | https://www.functionaldevices.com/downloads/products/RIBXLSJF.jpg | https://www.functionaldevices.com/downloads/products/RIBXLSJF.jpg | https://www.functionaldevices.com/downloads/bulletins/B1154_393103.pdf | 1 | CE¦CSFM¦RoHS¦UL Listed¦UL864¦UL916 | 5 years | N |  | Y | N | N | Gray | 10 Amp | 10-30 Vac/dc | 1 | SPST | 10 Million Cycles Minimum Mechanical | -30 to 140 F |  | 16in | 600V
RIBXLSRA | Building Automation | Current Sensors | Current Sensor & Relay Combos¦Current Sensors | Current Switch and Relay Combination, 10 Amp SPST + Override, 10-30 Vac/dc Coil, Remote Solid Core, Adjustable, 1.25-150 Amp, NEMA 1 Housing | 4 | 4 | 1.8 | 0.837 | 8536.49.0075 | US - United States | https://www.functionaldevices.com/downloads/datasheets/RIBXLS_SERIES.pdf | https://www.functionaldevices.com/downloads/datasheets/RIBXLS_SERIES.pdf | https://www.functionaldevices.com/downloads/products/RIBXLSRA.jpg | https://www.functionaldevices.com/downloads/products/RIBXLSRA.jpg | https://www.functionaldevices.com/downloads/bulletins/B1154_393103.pdf | 1 | CE¦CSFM¦RoHS¦UL Listed¦UL864¦UL916 | 5 years | N |  | Y | N | N | Gray | 10 Amp | 10-30 Vac/dc | 1 | SPST | 10 Million Cycles Minimum Mechanical | -30 to 140 F |  | 16in | 600V
RIBXLSRF | Building Automation | Current Sensors | Current Sensor & Relay Combos¦Current Sensors | Current Switch and Relay Combination, 10 Amp SPST + Override, 10-30 Vac/dc Coil, Remote Solid Core, Fixed, 1.25-150 Amp, NEMA 1 Housing | 4 | 4 | 1.8 | 0.852 | 8536.49.0075 | US - United States | https://www.functionaldevices.com/downloads/datasheets/RIBXLS_SERIES.pdf | https://www.functionaldevices.com/downloads/datasheets/RIBXLS_SERIES.pdf | https://www.functionaldevices.com/downloads/products/RIBXLSRF.jpg | https://www.functionaldevices.com/downloads/products/RIBXLSRF.jpg | https://www.functionaldevices.com/downloads/bulletins/B1154_393103.pdf | 1 | CE¦CSFM¦RoHS¦UL Listed¦UL864¦UL916 | 5 years | N |  | Y | N | N | Gray | 10 Amp | 10-30 Vac/dc | 1 | SPST | 10 Million Cycles Minimum Mechanical | -30 to 140 F |  | 16in | 600V
RIBXLSV | Building Automation | Current Sensors | Current Sensor & Relay Combos¦Current Sensors | Transducer and Relay Combination, 10 Amp SPST + Override, 10-30 Vac/dc Coil, Analog, 0-10 Amp, 0-5 Vdc/0-10 Vdc Output, NEMA 1 Housing | 4 | 4 | 1.8 | 0.87 | 8536.49.0075 | US - United States | https://www.functionaldevices.com/downloads/datasheets/RIBXLS_SERIES.pdf | https://www.functionaldevices.com/downloads/datasheets/RIBXLS_SERIES.pdf | https://www.functionaldevices.com/downloads/products/RIBXLSV.jpg | https://www.functionaldevices.com/downloads/products/RIBXLSV.jpg |  | 1 | CE¦CSFM¦RoHS¦UL Listed¦UL864¦UL916 | 5 years | N |  | Y | N | N | Gray | 10 Amp | 10-30 Vac/dc | 1 | SPST | 10 Million Cycles Minimum Mechanical | -30 to 140 F |  | 16in | 600V
RIBXRA | Building Automation | Current Sensors | Switches | Current Switch, Solid Remote, Adjustable, 1.25-150 Amp | 4 | 4 | 1.8 | 0.676 | 9030.33.0040 | US - United States | https://www.functionaldevices.com/downloads/datasheets/RIBXRA.pdf | https://www.functionaldevices.com/downloads/datasheets/RIBXRA.pdf | https://www.functionaldevices.com/downloads/products/RIBXRA.jpg | https://www.functionaldevices.com/downloads/products/RIBXRA.jpg |  | 1 | CE¦CSFM¦RoHS¦UL Listed¦UL864¦UL916 | 5 years | N |  | Y | N | N | Gray | .4 Amp |  |  | SPST-N/O |  | -30 to 140 F |  | 16in | 600V
RIBXRF | Building Automation | Current Sensors | Switches | Current Switch, Solid Remote, Fixed, 1.25-150 Amp | 4 | 4 | 1.8 | 0.684 | 9030.33.0040 | US - United States | https://www.functionaldevices.com/downloads/datasheets/RIBXRF.pdf | https://www.functionaldevices.com/downloads/datasheets/RIBXRF.pdf | https://www.functionaldevices.com/downloads/products/RIBXRF.jpg | https://www.functionaldevices.com/downloads/products/RIBXRF.jpg |  | 1 | CE¦CSFM¦RoHS¦UL Listed¦UL864¦UL916 | 5 years | N |  | Y | N | N | Gray | .4 Amp |  |  | SPST-N/O |  | -30 to 140 F |  | 16in | 600V
RIBXV | Building Automation | Current Sensors | Transducers | Current Transducer, 0-30 Amp, Analog, 0-5 Vdc/0-10 Vdc Output, NEMA 1 Housing | 4 | 4 | 1.8 | 0.866 | 9030.33.0040 | US - United States | https://www.functionaldevices.com/downloads/datasheets/RIBXV.pdf | https://www.functionaldevices.com/downloads/datasheets/RIBXV.pdf | https://www.functionaldevices.com/downloads/products/RIBXV.jpg | https://www.functionaldevices.com/downloads/products/RIBXV.jpg |  | 1 | CE¦CSFM¦RoHS¦UL Listed¦UL864¦UL916 | 5 years | N |  | Y | N | N | Gray | [5 empty] | -30 to 140 F |  | 16in | 600V
ROPE-16-040A-07MV | Building Automation | Power Monitoring | Current Transformers | Current Transformer, Rogowski Coil, 4000 Amp Primary Input, 70mV Output | 16 |  |  | 0.6 | 9030.33.0040 | US - United States | https://www.functionaldevices.com/downloads/datasheets/ROPE_SERIES.pdf | https://www.functionaldevices.com/downloads/datasheets/ROPE_SERIES.pdf | https://www.functionaldevices.com/downloads/products/ROPE16-040-07MV.jpg | https://www.functionaldevices.com/downloads/products/ROPE16-040-07MV.jpg |  | 1 | CE¦ETL Listed¦RoHS | 5 years | N |  | Y | N | N | Black | 4000 | 600Vac |  |  |  | 5 to 176 F |  | 6' | 600V
ROPE-24-060A-07MV | Building Automation | Power Monitoring | Current Transformers | Current Transformer, Rogowski Coil, 6000 Amp Primary Input, 70mV Output | 24 |  |  | 0.6 | 9030.33.0040 | US - United States | https://www.functionaldevices.com/downloads/datasheets/ROPE_SERIES.pdf | https://www.functionaldevices.com/downloads/datasheets/ROPE_SERIES.pdf | https://www.functionaldevices.com/downloads/products/ROPE24-060A-07MV.jpg | https://www.functionaldevices.com/downloads/products/ROPE24-060A-07MV.jpg |  | 1 | CE¦ETL Listed¦RoHS | 5 years | N |  | Y | N | N | Black | 6000 | 600Vac |  |  |  | 5 to 176 F |  | 6' | 600V
ROPE-36-080A-07MV | Building Automation | Power Monitoring | Current Transformers | Current Transformer, Rogowski Coil, 8000 Amp Primary Input, 70mV Output | 36 |  |  | 0.6 | 9030.33.0040 | US - United States | https://www.functionaldevices.com/downloads/datasheets/ROPE_SERIES.pdf | https://www.functionaldevices.com/downloads/datasheets/ROPE_SERIES.pdf | https://www.functionaldevices.com/downloads/products/ROPE36-080A-07MV.jpg | https://www.functionaldevices.com/downloads/products/ROPE36-080A-07MV.jpg |  | 1 | CE¦ETL Listed¦RoHS | 5 years | N |  | Y | N | N | Black | 8000 | 600Vac |  |  |  | 5 to 176 F |  | 6' | 600V
ROPE-48-100A-07MV | Building Automation | Power Monitoring | Current Transformers | Current Transformer, Rogowski Coil, 10,000 Amp Primary Input, 70mV Output | 48 |  |  | 0.6 | 9030.33.0040 | US - United States | https://www.functionaldevices.com/downloads/datasheets/ROPE_SERIES.pdf | https://www.functionaldevices.com/downloads/datasheets/ROPE_SERIES.pdf | https://www.functionaldevices.com/downloads/products/ROPE48-100A-07MV.jpg | https://www.functionaldevices.com/downloads/products/ROPE48-100A-07MV.jpg |  | 1 | CE¦ETL Listed¦RoHS | 5 years | N |  | Y | N | N | Black | 10000 | 600Vac |  |  |  | 5 to 176 F |  | 6' | 600V
SIB02S | Building Automation | Power Control | Prepackaged Switches | Switch, 20 Amp, 3 Position Maintained, Center Off, 3 Wires, NEMA 1 Housing | 1.7 | 2.8 | 1.5 | 0.29 | 8536.50.9065 | US - United States | https://www.functionaldevices.com/downloads/datasheets/SIB02S.pdf | https://www.functionaldevices.com/downloads/datasheets/SIB02S.pdf | https://www.functionaldevices.com/downloads/products/SIB02S.jpg | https://www.functionaldevices.com/downloads/products/SIB02S.jpg |  | 1 | CE¦RoHS¦UL Listed | 5 years | N |  | Y | N | N | Gray | 20 Amp |  |  |  |  | -30 to 140 F |  | 16in | 600V
SIB02S-RD | Building Automation | Power Control | Prepackaged Switches | Switch, 20 Amp, 3 Position Maintained, Center Off, 3 Wires, Red Housing | 1.7 | 2.8 | 1.5 | 0.292 | 8536.50.9065 | US - United States | https://www.functionaldevices.com/downloads/datasheets/SIB02S.pdf | https://www.functionaldevices.com/downloads/datasheets/SIB02S.pdf | https://www.functionaldevices.com/downloads/products/SIB02S-RD.jpg | https://www.functionaldevices.com/downloads/products/SIB02S-RD.jpg |  | 1 | CE¦RoHS¦UL Listed | 5 years | N |  | Y | N | N | Red | 20 Amp |  |  |  |  | -30 to 140 F |  | 16in | 600V
SIB04S | Building Automation | Power Control | Prepackaged Switches | Switch, 20 Amp, 2 Position Maintained, On/On, NEMA 1 Housing | 1.7 | 2.8 | 1.5 | 0.292 | 8536.50.9065 | US - United States | https://www.functionaldevices.com/downloads/datasheets/SIB04S.pdf | https://www.functionaldevices.com/downloads/datasheets/SIB04S.pdf | https://www.functionaldevices.com/downloads/products/SIB04S.jpg | https://www.functionaldevices.com/downloads/products/SIB04S.jpg |  | 1 | CE¦RoHS¦UL Listed | 5 years | N |  | Y | N | N | Gray | 20 Amp |  |  |  |  | -30 to 140 F |  | 16in | 600V
SIB04S-RD | Building Automation | Power Control | Prepackaged Switches | Switch, 20 Amp, 2 Position Maintained, On/On, 3 Wires, Red Housing | 1.7 | 2.8 | 1.5 | 0.332 | 8536.50.9065 | US - United States | https://www.functionaldevices.com/downloads/datasheets/SIB04S.pdf | https://www.functionaldevices.com/downloads/datasheets/SIB04S.pdf | https://www.functionaldevices.com/downloads/products/SIB04S-RD.jpg | https://www.functionaldevices.com/downloads/products/SIB04S-RD.jpg |  | 1 | CE¦RoHS¦UL Listed | 5 years | N |  | Y | N | N | Red | 20 Amp |  |  |  |  | -30 to 140 F |  | 16in | 600V
SIB05S | Building Automation | Power Control | Prepackaged Switches | Switch, 20 Amp, 2 Position Maintained, On/Off, 2 Wires, NEMA 1 Housing | 1.7 | 2.8 | 1.5 | 0.253 | 8536.50.9065 | US - United States | https://www.functionaldevices.com/downloads/datasheets/SIB05S.pdf | https://www.functionaldevices.com/downloads/datasheets/SIB05S.pdf | https://www.functionaldevices.com/downloads/products/SIB05S.jpg | https://www.functionaldevices.com/downloads/products/SIB05S.jpg |  | 1 | CE¦RoHS¦UL Listed | 5 years | N |  | Y | N | N | Gray | 20 Amp |  |  |  |  | -30 to 140 F |  | 16in | 600V
SIB05S-RD | Building Automation | Power Control | Prepackaged Switches | Switch, 20 Amp, 2 Position Maintained, On/Off, 2 Wires, Red Housing | 1.7 | 2.8 | 1.5 | 0.28 | 8536.50.9065 | US - United States | https://www.functionaldevices.com/downloads/datasheets/SIB05S.pdf | https://www.functionaldevices.com/downloads/datasheets/SIB05S.pdf | https://www.functionaldevices.com/downloads/products/SIB05S-RD.jpg | https://www.functionaldevices.com/downloads/products/SIB05S-RD.jpg |  | 1 | CE¦RoHS¦UL Listed | 5 years | N |  | Y | N | N | Red | 20 Amp |  |  |  |  | -30 to 140 F |  | 16in | 600V
SIBLS | Building Automation | Power Control | Prepackaged Switches | Switch, 5 Amp, 30 Vac/dc, 3 Position Maintained, On/Off/On, LED Indicator, NEMA 1 Housing | 1.7 | 2.8 | 1.5 | 0.273 | 8536.50.9065 | US - United States | https://www.functionaldevices.com/downloads/datasheets/SIBLS.pdf | https://www.functionaldevices.com/downloads/datasheets/SIBLS.pdf | https://www.functionaldevices.com/downloads/products/SIBLS.jpg | https://www.functionaldevices.com/downloads/products/SIBLS.jpg |  | 1 | CE¦RoHS¦UL Listed | 5 years | N |  | Y | N | N | Gray | 5 Amp |  |  |  |  | -30 to 140 F |  | 16in | 600V
SIBLS-RD | Building Automation | Power Control | Prepackaged Switches | Switch, 5 Amp, 30 Vac/dc, 3 Position Maintained, On/Off/On, LED Indicator, Red Housing | 1.7 | 2.8 | 1.5 | 0.345 | 8536.50.9065 | US - United States | https://www.functionaldevices.com/downloads/datasheets/SIBLS.pdf | https://www.functionaldevices.com/downloads/datasheets/SIBLS.pdf | https://www.functionaldevices.com/downloads/products/SIBLS-RD.jpg | https://www.functionaldevices.com/downloads/products/SIBLS-RD.jpg |  | 1 | CE¦RoHS¦UL Listed | 5 years | N |  | Y | N | N | Red | 5 Amp |  |  |  |  | -30 to 140 F |  | 16in | 600V
SP3303 | Building Automation | Accessories | Sub-Panels | Polymetal Sub-Panel, 11.33" H x 11.40" W x 0.13" Thick, For Use with MH3300 or MH3300K | 11.33 | 11.4 | 0.13 | 0.932 | 8538.10.0000 | US - United States | https://www.functionaldevices.com/downloads/datasheets/SP3303.pdf | https://www.functionaldevices.com/downloads/datasheets/SP3303.pdf | https://www.functionaldevices.com/downloads/products/SP3303.jpg | https://www.functionaldevices.com/downloads/products/SP3303.jpg |  | 1 |  | 5 years | N |  | Y | N | N | White
SP3304 | Building Automation | Accessories | Sub-Panels | Perforated Steel Sub-Panel, 11.33" H x 11.40" W x 0.25" Thick, For Use with MH3303 or MH3303K | 11.33 | 11.4 | 0.25 | 1.662 | 8538.10.0000 | US - United States | https://www.functionaldevices.com/downloads/datasheets/SP3304.pdf | https://www.functionaldevices.com/downloads/datasheets/SP3304.pdf | https://www.functionaldevices.com/downloads/products/SP3304.jpg | https://www.functionaldevices.com/downloads/products/SP3304.jpg |  | 1 |  | 5 years | N |  | Y | N | N | Gray
SP3803L | Building Automation | Accessories | Sub-Panels | Polymetal Sub-Panel, 23.00" H x 11.75" W x 0.13" Thick, For Use with MH3800 | 23 | 11.75 | 0.13 | 2.14 | 8538.10.0000 | US - United States | https://www.functionaldevices.com/downloads/datasheets/SP3803L.pdf | https://www.functionaldevices.com/downloads/datasheets/SP3803L.pdf | https://www.functionaldevices.com/downloads/products/SP3803L.jpg | https://www.functionaldevices.com/downloads/products/SP3803L.jpg |  | 1 |  | 5 years | N |  | Y | N | N | White
SP3803S | Building Automation | Accessories | Sub-Panels | Polymetal Sub-Panel, 19.00" H x 11.75" W x 0.13" Thick, For Use with MH3800 | 19 | 11.75 | 0.13 | 1.705 | 8538.10.0000 | US - United States | https://www.functionaldevices.com/downloads/datasheets/SP3803S.pdf | https://www.functionaldevices.com/downloads/datasheets/SP3803S.pdf | https://www.functionaldevices.com/downloads/products/SP3803S.jpg | https://www.functionaldevices.com/downloads/products/SP3803S.jpg |  | 1 |  | 5 years | N |  | Y | N | N | White
SP3804L | Building Automation | Accessories | Sub-Panels | Perforated Steel Sub-Panel, 23.00" H x 11.75" W x 0.25" Thick, For Use with MH3800 | 23 | 11.75 | 0.25 | 3.52 | 8538.10.0000 | US - United States | https://www.functionaldevices.com/downloads/datasheets/SP3804L.pdf | https://www.functionaldevices.com/downloads/datasheets/SP3804L.pdf | https://www.functionaldevices.com/downloads/products/SP3804L.jpg | https://www.functionaldevices.com/downloads/products/SP3804L.jpg |  | 1 |  | 5 years | N |  | Y | N | N | Gray
SP3804S | Building Automation | Accessories | Sub-Panels | Perforated Steel Sub-Panel, 19.00" H x 11.75" W x 0.25" Thick, For Use with MH3800 | 19 | 11.75 | 0.25 | 2.94 | 8538.10.0000 | US - United States | https://www.functionaldevices.com/downloads/datasheets/SP3804S.pdf | https://www.functionaldevices.com/downloads/datasheets/SP3804S.pdf | https://www.functionaldevices.com/downloads/products/SP3804S.jpg | https://www.functionaldevices.com/downloads/products/SP3804S.jpg |  | 1 |  | 5 years | N |  | Y | N | N | Gray
SP4403L | Building Automation | Accessories | Sub-Panels | Polymetal Sub-Panel, 16.875" H x 15.750" W x 0.130" Thick, For Use with MH4400 | 16.875 | 15.75 | 0.13 | 2.1 | 8538.10.0000 | US - United States | https://www.functionaldevices.com/downloads/datasheets/SP4403L.pdf | https://www.functionaldevices.com/downloads/datasheets/SP4403L.pdf | https://www.functionaldevices.com/downloads/products/SP4403L.jpg | https://www.functionaldevices.com/downloads/products/SP4403L.jpg |  | 1 |  | 5 years | N |  | Y | N | N | White
SP4404L | Building Automation | Accessories | Sub-Panels | Perforated Steel Sub-Panel, 16.875" H x 15.750" W x 0.25" Thick, For Use with MH4400 | 16.875 | 15.75 | 0.25 | 3.52 | 8538.10.0000 | US - United States | https://www.functionaldevices.com/downloads/datasheets/SP4404L.pdf | https://www.functionaldevices.com/downloads/datasheets/SP4404L.pdf | https://www.functionaldevices.com/downloads/products/SP4404L.jpg | https://www.functionaldevices.com/downloads/products/SP4404L.jpg |  | 1 |  | 5 years | N |  | Y | N | N | Gray
SP5503L | Building Automation | Accessories | Sub-Panels | Polymetal Sub-Panel, 23.00" H x 22.50" W x 0.13" Thick, For Use with MH5500 | 23 | 22.5 | 0.13 | 3.94 | 8538.10.0000 | US - United States | https://www.functionaldevices.com/downloads/datasheets/SP5503L.pdf | https://www.functionaldevices.com/downloads/datasheets/SP5503L.pdf | https://www.functionaldevices.com/downloads/products/SP5503L.jpg | https://www.functionaldevices.com/downloads/products/SP5503L.jpg |  | 1 |  | 5 years | N |  | Y | N | N | White
SP5504L | Building Automation | Accessories | Sub-Panels | Perforated Steel Sub-Panel, 23.00" H x 22.50" W x 0.25" Thick, For Use with MH5500 | 23 | 22.5 | 0.25 | 6.56 | 8538.10.0000 | US - United States | https://www.functionaldevices.com/downloads/datasheets/SP5504L.pdf | https://www.functionaldevices.com/downloads/datasheets/SP5504L.pdf | https://www.functionaldevices.com/downloads/products/SP5504L.jpg | https://www.functionaldevices.com/downloads/products/SP5504L.jpg |  | 1 |  | 5 years | N |  | Y | N | N | Gray
SP5803L | Building Automation | Accessories | Sub-Panels | Polymetal Sub-Panel, 34.000" H x 22.500" W x 0.13" Thick, For Use with MH5800 | 34 | 22.5 | 0.13 | 5.875 | 8538.10.0000 | US - United States | https://www.functionaldevices.com/downloads/datasheets/SP5803L.pdf | https://www.functionaldevices.com/downloads/datasheets/SP5803L.pdf | https://www.functionaldevices.com/downloads/products/SP5803L.jpg | https://www.functionaldevices.com/downloads/products/SP5803L.jpg |  | 1 |  | 5 years | N |  | Y | N | N | White
SP5804L | Building Automation | Accessories | Sub-Panels | Perforated Steel Sub-Panel, 34.00" H x 22.50" W x 0.25" Thick, For Use with MH5800 | 34 | 22.5 | 0.25 | 9.72 | 8538.10.0000 | US - United States | https://www.functionaldevices.com/downloads/datasheets/SP5804L.pdf | https://www.functionaldevices.com/downloads/datasheets/SP5804L.pdf | https://www.functionaldevices.com/downloads/products/SP5804L.jpg | https://www.functionaldevices.com/downloads/products/SP5804L.jpg |  | 1 |  | 5 years | N |  | Y | N | N | Gray
TR100VA001 | Building Automation | Transformers |  | Transformer, 96VA, 120 to 24 Vac, Circuit Breaker, Foot and Single Threaded Hub Mount | 3.78 | 2.5 | 3.29 | 3.4 | 8504.31.4065 | CN - China | https://www.functionaldevices.com/downloads/datasheets/TR100VA001.pdf | https://www.functionaldevices.com/downloads/datasheets/TR100VA001.pdf | https://www.functionaldevices.com/downloads/products/TR100VA001.jpg | https://www.functionaldevices.com/downloads/products/TR100VA001.jpg |  | 1 | CE¦RoHS¦UL Listed | 5 years | N |  | Y | N | N | Gray | 96VA | 120 Vac to 24Vac @ 96VA |  |  |  | -30 to 140 F |  | 8.00" typical with 0.5" strip
TR100VA001US | Building Automation | Transformers |  | Transformer, Made in USA, 96VA, 120 to 24 Vac, Foot and Single Threaded Hub Mount, Circuit Breaker | 4.077 | 2.504 | 3.023 | 4 | 8504.31.4065 | US - United States | https://www.functionaldevices.com/downloads/datasheets/TR100VA001US.pdf | https://www.functionaldevices.com/downloads/datasheets/TR100VA001US.pdf | https://www.functionaldevices.com/downloads/products/TR100VA001US.jpg | https://www.functionaldevices.com/downloads/products/TR100VA001US.jpg | https://www.functionaldevices.com/downloads/bulletins/A1487-US-Trans-Installation.pdf | 1 | CE¦RoHS¦UL Listed | 5 years | N |  | Y | N | N | Gray | 96VA | 120 Vac to 24Vac @ 96VA |  |  |  | -30 to 140 F |  | 8.00" typical with 0.5" strip
TR100VA002 | Building Automation | Transformers |  | Transformer, 96VA, 120 to 24 Vac, Circuit Breaker, Foot and Dual Threaded Hub Mount | 3.973 | 2.518 | 3.033 | 4 | 8504.31.4065 | CN - China | https://www.functionaldevices.com/downloads/datasheets/TR100VA002.pdf | https://www.functionaldevices.com/downloads/datasheets/TR100VA002.pdf | https://www.functionaldevices.com/downloads/products/TR100VA002.jpg | https://www.functionaldevices.com/downloads/products/TR100VA002.jpg |  | 1 | CE¦RoHS¦UL Listed | 5 years | N |  | Y | N | N | Gray | 96VA | 120 Vac to 24Vac @ 96VA |  |  |  | -30 to 140 F |  | 8.00" typical with 0.5" strip
TR100VA002US | Building Automation | Transformers |  | Transformer, Made in USA, 96VA, 120 to 24 Vac, Foot and Dual Threaded Hub Mount, Circuit Breaker | 4.173 | 2.523 | 3.041 | 4.4 | 8504.31.4065 | US - United States | https://www.functionaldevices.com/downloads/datasheets/TR100VA002US.pdf | https://www.functionaldevices.com/downloads/datasheets/TR100VA002US.pdf | https://www.functionaldevices.com/downloads/products/TR100VA002US.jpg | https://www.functionaldevices.com/downloads/products/TR100VA002US.jpg | https://www.functionaldevices.com/downloads/bulletins/A1487-US-Trans-Installation.pdf | 1 | CE¦RoHS¦UL Listed | 5 years | N |  | Y | N | N | Gray | 96VA | 120 Vac to 24Vac @ 96VA |  |  |  | -30 to 140 F |  | 8.00" typical with 0.5" strip
TR100VA004 | Building Automation | Transformers |  | Transformer, 96VA, 480/277/240/120 to 24 Vac, Circuit Breaker, Foot and Dual Threaded Hub Mount | 3.78 | 2.5 | 3.27 | 3.6 | 8504.31.4065 | CN - China | https://www.functionaldevices.com/downloads/datasheets/TR100VA004.pdf | https://www.functionaldevices.com/downloads/datasheets/TR100VA004.pdf | https://www.functionaldevices.com/downloads/products/TR100VA004.jpg | https://www.functionaldevices.com/downloads/products/TR100VA004.jpg |  | 1 | CE¦RoHS¦UL Listed | 5 years | N |  | Y | N | N | Gray | 96VA | 120/240/277/480 to 24Vac @ 96VA |  |  |  | -30 to 140 F |  | 8.00" typical with 0.5" strip
TR100VA005 | Building Automation | Transformers |  | Transformer, 96VA, 480/277/240/120 to 24 Vac, Circuit Breaker, Foot and Single Threaded Hub Mount | 4.22 | 2.525 | 3.022 | 4.4 | 8504.31.4065 | CN - China | https://www.functionaldevices.com/downloads/datasheets/TR100VA005.pdf | https://www.functionaldevices.com/downloads/datasheets/TR100VA005.pdf | https://www.functionaldevices.com/downloads/products/TR100VA005.jpg | https://www.functionaldevices.com/downloads/products/TR100VA005.jpg |  | 1 | CE¦RoHS¦UL Listed | 5 years | N |  | Y | N | N | Gray | 96VA | 120/240/277/480 to 24Vac @ 96VA |  |  |  | -30 to 140 F |  | 8.00" typical with 0.5" strip
TR100VA008 | Building Automation | Transformers |  | Transformer, 100 VA, 480/277/240/208 to 120 Vac, Circuit Breaker, Foot and Dual Threaded Hub Mount | 4.27 | 2.5 | 3.06 | 4.4 | 8504.31.4065 | CN - China | https://www.functionaldevices.com/downloads/datasheets/TR100VA008.pdf | https://www.functionaldevices.com/downloads/datasheets/TR100VA008.pdf | https://www.functionaldevices.com/downloads/products/TR100VA008.jpg | https://www.functionaldevices.com/downloads/products/TR100VA008.jpg |  | 1 | CE¦RoHS¦UL Listed | 5 years | N |  | Y | N | N | Gray | 100VA | 208/240/277/480 to 24Vac @ 100VA |  |  |  | -30 to 140 F |  | 8.00" typical with 0.5" strip
TR100VA009 | Building Automation | Transformers |  | Transformer, 96VA, 480/277/240/208/120 to 24 Vac, Circuit Breaker, Foot and Dual Threaded Hub Mount | 4.27 | 2.5 | 3.06 | 4.74 | 8504.31.4066 | CN - China | https://www.functionaldevices.com/downloads/datasheets/TR100VA009.pdf | https://www.functionaldevices.com/downloads/datasheets/TR100VA009.pdf | https://www.functionaldevices.com/downloads/products/TR100VA009.jpg | https://www.functionaldevices.com/downloads/products/TR100VA009.jpg |  | 1 | CE¦RoHS¦UL Listed | 5 years | N |  | Y | N | N | Gray | 96VA | 120/208/240/277/480 to 24Vac @ 96VA |  |  |  | -30 to 140 F |  | 8.00" typical with 0.5" strip
TR100VA009US | Building Automation | Transformers |  | Transformer, Made in USA, 96 VA, 480/277/240/208/120 to 24 Vac, Circuit Breaker, Foot and Dual Threaded Hub Mount | 3.25 | 2.5 | 3.5 | 3.6 | 8504.31.4065 | US - United States | https://www.functionaldevices.com/downloads/datasheets/TR100VA009US.pdf | https://www.functionaldevices.com/downloads/datasheets/TR100VA009US.pdf | https://www.functionaldevices.com/downloads/products/TR100VA009US.jpg | https://www.functionaldevices.com/downloads/products/TR100VA009US.jpg | https://www.functionaldevices.com/downloads/bulletins/A1487-US-Trans-Installation.pdf | 1 | CE¦RoHS¦UL Listed | 5 years | N |  | Y | N | N | Gray | 96VA | 120/208/240/277/480 to 24Vac @ 96VA |  |  |  | -30 to 140 F |  | 8.00" typical with 0.5" strip
TR100VA015 | Building Automation | Transformers |  | Transformer, 96VA, 480/277/240/208/120 to 24 Vac, Circuit Breaker, Foot and Single Threaded Hub Mount | 3.65 | 3.8 | 3.183 | 5 | 8504.31.4065 | CN - China | https://www.functionaldevices.com/downloads/datasheets/TR100VA015.pdf | https://www.functionaldevices.com/downloads/datasheets/TR100VA015.pdf | https://www.functionaldevices.com/downloads/products/TR100VA015.jpg | https://www.functionaldevices.com/downloads/products/TR100VA015.jpg |  | 1 | CE¦RoHS¦UL Listed | 5 years | N |  | Y | N | N | Gray | 96VA | 120/208/240/277/480 to 24Vac @ 96VA |  |  |  | -30 to 140 F |  | 8.00" typical with 0.5" strip
TR100VA026 | Building Automation | Transformers |  | Transformer, 96VA, 347/120 to 24 Vac, Circuit Breaker, Foot and Dual Threaded Hub Mount | 4.04 | 2.5 | 3.05 | 4.1 | 8504.31.4065 | CN - China | https://www.functionaldevices.com/downloads/datasheets/TR100VA026.pdf | https://www.functionaldevices.com/downloads/datasheets/TR100VA026.pdf | https://www.functionaldevices.com/downloads/products/TR100VA026.jpg | https://www.functionaldevices.com/downloads/products/TR100VA026.jpg |  | 1 | CE¦RoHS¦UL Listed | 5 years | N |  | Y | N | N | Gray | 96VA | 120/347 Vac to 24 Vac @ 96VA |  |  |  | -30 to 140 F |  | 8.00" typical with 0.5" strip
TR100VA027 | Building Automation | Transformers |  | Transformer, 96VA, 240 to 24 Vac, Circuit Breaker, Foot and Single Threaded Hub Mount | 4.05 | 2.5 | 3.07 | 3.98 | 8504.31.4065 | CN - China | https://www.functionaldevices.com/downloads/datasheets/TR100VA027.pdf | https://www.functionaldevices.com/downloads/datasheets/TR100VA027.pdf | https://www.functionaldevices.com/downloads/products/TR100VA027.jpg | https://www.functionaldevices.com/downloads/products/TR100VA027.jpg |  | 1 | CE¦RoHS¦UL Listed | 5 years | N |  | Y | N | N | Gray | 96VA | 240 Vac to 24Vac @ 96VA |  |  |  | -30 to 140 F |  | 8.00" typical with 0.5" strip
TR150VA001 | Building Automation | Transformers |  | Transformer, 150VA, 120 to 24 Vac, Circuit Breaker, Foot and Single Threaded Hub Mount | 3.62 | 3.785 | 3.16 | 5 | 8504.31.4065 | CN - China | https://www.functionaldevices.com/downloads/datasheets/TR150VA001.pdf | https://www.functionaldevices.com/downloads/datasheets/TR150VA001.pdf | https://www.functionaldevices.com/downloads/products/TR150VA001.jpg | https://www.functionaldevices.com/downloads/products/TR150VA001.jpg |  | 1 | CE¦RoHS¦UL Listed | 5 years | N |  | Y | N | N | Gray | 150VA | 120 Vac to 24Vac @ 150VA |  |  |  | -30 to 140 F |  | 8.00" typical with 0.5" strip
TR150VA002 | Building Automation | Transformers |  | Transformer, 150VA, 120 to 24 Vac, Circuit Breaker, Foot and Dual Threaded Hub Mount | 4.283 | 3.786 | 3.161 | 7.2 | 8504.31.4065 | CN - China | https://www.functionaldevices.com/downloads/datasheets/TR150VA002.pdf | https://www.functionaldevices.com/downloads/datasheets/TR150VA002.pdf | https://www.functionaldevices.com/downloads/products/TR150VA002.jpg | https://www.functionaldevices.com/downloads/products/TR150VA002.jpg |  | 1 | CE¦RoHS¦UL Listed | 5 years | N |  | Y | N | N | Gray | 150VA | 120 Vac to 24Vac @ 150VA |  |  |  | -30 to 140 F |  | 8.00" typical with 0.5" strip
TR150VA008 | Building Automation | Transformers |  | Transformer, 150VA 480/277/240/208 to 120 Vac, Foot and Dual Threaded Hub Mount, Circuit Breaker | 3.801 | 3.79 | 3.163 | 7 | 8504.31.4065 | CN - China | https://www.functionaldevices.com/downloads/datasheets/TR150VA008.pdf | https://www.functionaldevices.com/downloads/datasheets/TR150VA008.pdf | https://www.functionaldevices.com/downloads/products/TR150VA008.jpg | https://www.functionaldevices.com/downloads/products/TR150VA008.jpg |  | 1 | CE¦RoHS¦UL Listed | 5 years | N |  | Y | N | N | Gray | 150VA | 208/240/277/480 to 120 Vac @ 150VA |  |  |  | -30 to 140 F |  | 8.00" typical with 0.5" strip
TR175VA001 | Building Automation | Transformers |  | Transformer, 175 VA, 240/208 to 24 Vac, Foot Mount, Dual Bottom Openings | 3.8 | 3.79 | 3.189 | 7.1 | 8504.31.4065 | CN - China | https://www.functionaldevices.com/downloads/datasheets/TR175VA001.pdf | https://www.functionaldevices.com/downloads/datasheets/TR175VA001.pdf | https://www.functionaldevices.com/downloads/products/TR175VA001.jpg | https://www.functionaldevices.com/downloads/products/TR175VA001.jpg |  | 1 | CE¦RoHS¦UL Listed | 5 years | N |  | Y | N | N | Gray | 175VA | 208/240 Vac to 24Vac @ 175VA |  |  |  | -30 to 140 F |  | 8.00" typical with 0.5" strip
TR175VA002 | Building Automation | Transformers |  | Transformer, 175 VA, 120 to 24 Vac, Foot and Dual Threaded Hub Mount | 4.03 | 3.786 | 3.161 | 7.44 | 8504.31.4065 | CN - China | https://www.functionaldevices.com/downloads/datasheets/TR175VA002.pdf | https://www.functionaldevices.com/downloads/datasheets/TR175VA002.pdf | https://www.functionaldevices.com/downloads/products/TR175VA002.jpg | https://www.functionaldevices.com/downloads/products/TR175VA002.jpg |  | 1 | CE¦RoHS¦UL Listed | 5 years | N |  | Y | N | N | Gray | 175VA | 120 Vac to 24Vac @ 175VA |  |  |  | -30 to 140 F |  | 8.00" typical with 0.5" strip
TR175VA003 | Building Automation | Transformers |  | Transformer, 175 VA, 120 to 24 Vac, Thermal Fuse on Primary, Foot and Single Threaded Hub Mount | 2.226 | 1.877 | 2.595 | 1.2 | 8504.31.4065 | CN - China | https://www.functionaldevices.com/downloads/datasheets/TR175VA003.pdf | https://www.functionaldevices.com/downloads/datasheets/TR175VA003.pdf | https://www.functionaldevices.com/downloads/products/TR175VA003.jpg | https://www.functionaldevices.com/downloads/products/TR175VA003.jpg |  | 1 | CE¦RoHS¦UL Listed | 5 years | N |  | Y | N | N | Gray | 175VA | 120 Vac to 24Vac @ 175VA |  |  |  | -30 to 140 F |  | 8.00" typical with 0.5" strip
TR20VA001 | Building Automation | Transformers |  | Transformer, 20VA, 120 to 24 Vac, Foot and Single Threaded Hub Mount | 2.296 | 1.902 | 2.616 | 1.4 | 8504.31.4035 | CN - China | https://www.functionaldevices.com/downloads/datasheets/TR20VA001.pdf | https://www.functionaldevices.com/downloads/datasheets/TR20VA001.pdf | https://www.functionaldevices.com/downloads/products/TR20VA001.jpg | https://www.functionaldevices.com/downloads/products/TR20VA001.jpg |  | 1 | CE¦RoHS¦UL Listed | 5 years | N |  | Y | N | N | Gray | 20VA | 120 Vac to 24Vac @ 20VA |  |  |  | -30 to 140 F |  | 8.00" typical with 0.5" strip
TR20VA002 | Building Automation | Transformers |  | Transformer, 20VA, 208 to 24 Vac, Foot and Dual Threaded Hub Mount | 2.272 | 1.9 | 2.628 | 1.4 | 8504.31.4035 | CN - China | https://www.functionaldevices.com/downloads/datasheets/TR20VA002.pdf | https://www.functionaldevices.com/downloads/datasheets/TR20VA002.pdf | https://www.functionaldevices.com/downloads/products/TR20VA002.jpg | https://www.functionaldevices.com/downloads/products/TR20VA002.jpg |  | 1 | CE¦RoHS¦UL Listed | 5 years | N |  | Y | N | N | Gray | 20VA | 208 Vac to 24Vac @ 20VA |  |  |  | -30 to 140 F |  | 8.00" typical with 0.5" strip
TR20VA003 | Building Automation | Transformers |  | Transformer, 20VA, 24 to 24 Vac, Foot and Single Threaded Hub Mount | 2.31 | 1.89 | 2.625 | 1.4 | 8504.31.4035 | CN - China | https://www.functionaldevices.com/downloads/datasheets/TR20VA003.pdf | https://www.functionaldevices.com/downloads/datasheets/TR20VA003.pdf | https://www.functionaldevices.com/downloads/products/TR20VA003.jpg | https://www.functionaldevices.com/downloads/products/TR20VA003.jpg |  | 1 | CE¦RoHS¦UL Listed | 5 years | N |  | Y | N | N | Gray | 20VA | 24 Vac to 24Vac @ 20VA |  |  |  | -30 to 140 F |  | 8.00" typical with 0.5" strip
TR20VA004 | Building Automation | Transformers |  | Transformer, 20VA, 277/240/208/120 to 24 Vac, Foot and Dual Threaded Hub Mount | 2.302 | 1.895 | 2.607 | 1.2 | 8504.31.4035 | CN - China | https://www.functionaldevices.com/downloads/datasheets/TR20VA004.pdf | https://www.functionaldevices.com/downloads/datasheets/TR20VA004.pdf | https://www.functionaldevices.com/downloads/products/TR20VA004.jpg | https://www.functionaldevices.com/downloads/products/TR20VA004.jpg |  | 1 | CE¦RoHS¦UL Listed | 5 years | N |  | Y | N | N | Gray | 20VA | 120/208/240/277 to 24Vac @ 20VA |  |  |  | -30 to 140 F |  | 8.00" typical with 0.5" strip
TR20VA007 | Building Automation | Transformers |  | Transformer, 20VA, 277 to 24 Vac, Foot and Single Threaded Hub Mount | 3.957 | 3.75 | 4.53 | 8.6 | 8504.31.4035 | CN - China | https://www.functionaldevices.com/downloads/datasheets/TR20VA007.pdf | https://www.functionaldevices.com/downloads/datasheets/TR20VA007.pdf | https://www.functionaldevices.com/downloads/products/TR20VA007.jpg | https://www.functionaldevices.com/downloads/products/TR20VA007.jpg |  | 1 | CE¦RoHS¦UL Listed | 5 years | N |  | Y | N | N | Gray | 20VA | 277 Vac to 24Vac @ 20VA |  |  |  | -30 to 140 F |  | 8.00" typical with 0.5" strip
TR240VA001 | Building Automation | Transformers |  | Transformer, 240 VA, 120 to 24 Vac, Foot and Single Threaded Hub Mount, Bottom Opening | 5.499 | 3.75 | 4.5 | 11.6 | 8504.31.4065 | CN - China | https://www.functionaldevices.com/downloads/datasheets/TR240VA001.pdf | https://www.functionaldevices.com/downloads/datasheets/TR240VA001.pdf | https://www.functionaldevices.com/downloads/products/TR240VA001.jpg | https://www.functionaldevices.com/downloads/products/TR240VA001.jpg |  | 1 | CE¦RoHS¦UL Listed | 5 years | N |  | Y | N | N | Gray | 240VA | 120 Vac to 24Vac @ 240VA |  |  |  | -30 to 140 F |  | 8.00" typical with 0.5" strip
TR300VA002 | Building Automation | Transformers |  | Transformer, 300VA, 480/240/208/120 to 24 Vac, Circuit Breaker, Foot Mount, Dual End-Bell Openings | 4.592 | 3.747 | 4.504 | 11.2 | 8504.31.4065 | CN - China | https://www.functionaldevices.com/downloads/datasheets/TR300VA002.pdf | https://www.functionaldevices.com/downloads/datasheets/TR300VA002.pdf | https://www.functionaldevices.com/downloads/products/TR300VA002.jpg | https://www.functionaldevices.com/downloads/products/TR300VA002.jpg |  | 1 | CE¦RoHS¦UL Component Recognized | 5 years | N |  | Y | N | N | Gray | 300VA | 120/208/240/480 to 24Vac @ 300VA |  |  |  | -30 to 140 F |  | 8.00" typical with 0.5" strip
TR375VA001 | Building Automation | Transformers |  | Transformer, 375 VA, 120 to 24 Vac, Foot Mount, Dual Bottom Openings | 2.607 | 2.169 | 2.906 | 2 | 8504.31.4065 | CN - China | https://www.functionaldevices.com/downloads/datasheets/TR375VA001.pdf | https://www.functionaldevices.com/downloads/datasheets/TR375VA001.pdf | https://www.functionaldevices.com/downloads/products/TR375VA001.jpg | https://www.functionaldevices.com/downloads/products/TR375VA001.jpg |  | 1 | CE¦RoHS¦UL Listed | 5 years | N |  | Y | N | N | Gray | 375VA | 120 Vac to 24Vac @ 375VA |  |  |  | -30 to 140 F |  | 8.00" typical with 0.5" strip
TR40VA001 | Building Automation | Transformers |  | Transformer, 40 VA, 120 to 24 Vac, Foot and Single Threaded Hub Mount | 2.38 | 2.2 | 2.93 | 1.8 | 8504.31.4065 | CN - China | https://www.functionaldevices.com/downloads/datasheets/TR40VA001.pdf | https://www.functionaldevices.com/downloads/datasheets/TR40VA001.pdf | https://www.functionaldevices.com/downloads/products/TR40VA001.jpg | https://www.functionaldevices.com/downloads/products/TR40VA001.jpg |  | 1 | CE¦RoHS¦UL Listed | 5 years | N |  | Y | N | N | Gray | 40VA | 120 Vac to 24Vac @ 40VA |  |  |  | -30 to 140 F |  | 8.00" typical with 0.5" strip
TR40VA001US | Building Automation | Transformers |  | Transformer, Made in USA, 40 VA, 120 to 24 Vac, Foot and Single Threaded Hub Mount | 2.634 | 2.177 | 2.886 | 2 | 8504.31.4065 | US - United States | https://www.functionaldevices.com/downloads/datasheets/TR40VA001US.pdf | https://www.functionaldevices.com/downloads/datasheets/TR40VA001US.pdf | https://www.functionaldevices.com/downloads/products/TR40VA001US.jpg | https://www.functionaldevices.com/downloads/products/TR40VA001US.jpg | https://www.functionaldevices.com/downloads/bulletins/A1487-US-Trans-Installation.pdf | 1 | CE¦RoHS¦UL Listed | 5 years | N |  | Y | N | N | Gray | 40VA | 120 Vac to 24Vac @ 40VA |  |  |  | -30 to 140 F |  | 8.00" typical with 0.5" strip
TR40VA002 | Building Automation | Transformers |  | Transformer, 40 VA, 120 to 24 Vac, Foot and Dual Threaded Hub Mount | 2.38 | 2.2 | 2.92 | 1.8 | 8504.31.4065 | CN - China | https://www.functionaldevices.com/downloads/datasheets/TR40VA002.pdf | https://www.functionaldevices.com/downloads/datasheets/TR40VA002.pdf | https://www.functionaldevices.com/downloads/products/TR40VA002.jpg | https://www.functionaldevices.com/downloads/products/TR40VA002.jpg |  | 1 | CE¦RoHS¦UL Listed | 5 years | N |  | Y | N | N | Gray | 40VA | 120 Vac to 24Vac @ 40VA |  |  |  | -30 to 140 F |  | 8.00" typical with 0.5" strip
TR40VA002US | Building Automation | Transformers |  | Transformer, Made in USA, 40 VA, 120 to 24 Vac, Foot and Dual Threaded Hub Mount | 2.653 | 2.171 | 2.882 | 2 | 8504.31.4065 | US - United States | https://www.functionaldevices.com/downloads/datasheets/TR40VA002US.pdf | https://www.functionaldevices.com/downloads/datasheets/TR40VA002US.pdf | https://www.functionaldevices.com/downloads/products/TR40VA002US.jpg | https://www.functionaldevices.com/downloads/products/TR40VA002US.jpg | https://www.functionaldevices.com/downloads/bulletins/A1487-US-Trans-Installation.pdf | 1 | CE¦RoHS¦UL Listed | 5 years | N |  | Y | N | N | Gray | 40VA | 120 Vac to 24Vac @ 40VA |  |  |  | -30 to 140 F |  | 8.00" typical with 0.5" strip
TR40VA003 | Building Automation | Transformers |  | Transformer, 40 VA, 24 to 24 Vac, Foot and Single Threaded Hub Mount | 2.631 | 2.177 | 2.882 | 2.2 | 8504.31.4065 | CN - China | https://www.functionaldevices.com/downloads/datasheets/TR40VA003.pdf | https://www.functionaldevices.com/downloads/datasheets/TR40VA003.pdf | https://www.functionaldevices.com/downloads/products/TR40VA003.jpg | https://www.functionaldevices.com/downloads/products/TR40VA003.jpg |  | 1 | CE¦RoHS¦UL Listed | 5 years | N |  | Y | N | N | Gray | 40VA | 24 Vac to 24Vac @ 40VA |  |  |  | -30 to 140 F |  | 8.00" typical with 0.5" strip
TR40VA004 | Building Automation | Transformers |  | Transformer, 40 VA, 277/240/208/120 to 24 Vac, Foot and Dual Threaded Hub Mount | 3.267 | 2.505 | 3 | 2.65 | 8504.31.4065 | CN - China | https://www.functionaldevices.com/downloads/datasheets/TR40VA004.pdf | https://www.functionaldevices.com/downloads/datasheets/TR40VA004.pdf | https://www.functionaldevices.com/downloads/products/TR40VA004.jpg | https://www.functionaldevices.com/downloads/products/TR40VA004.jpg |  | 1 | CE¦RoHS¦UL Listed | 5 years | N |  | Y | N | N | Gray | 40VA | 120/208/240/277 to 24Vac @ 40VA |  |  |  | -30 to 140 F |  | 8.00" typical with 0.5" strip
TR40VA013 | Building Automation | Transformers |  | Transformer, 40 VA, 480/277/240/208 to 120 Vac, Circuit Breaker, Foot and Single Threaded Hub Mount | 2.628 | 2.175 | 2.907 | 2.2 | 8504.31.4065 | CN - China | https://www.functionaldevices.com/downloads/datasheets/TR40VA013.pdf | https://www.functionaldevices.com/downloads/datasheets/TR40VA013.pdf | https://www.functionaldevices.com/downloads/products/TR40VA013.jpg | https://www.functionaldevices.com/downloads/products/TR40VA013.jpg |  | 1 | CE¦RoHS¦UL Listed | 5 years | N |  | Y | N | N | Gray | 40VA | 208/240/277/480 to 120Vac @ 40VA |  |  |  | -30 to 140 F |  | 8.00" typical with 0.5" strip
TR40VA015 | Building Automation | Transformers |  | Transformer, 40 VA, 240/208/120 to 24 Vac, Foot and Single Threaded Hub Mount | 2.66 | 2.172 | 2.891 | 2 | 8504.31.4065 | CN - China | https://www.functionaldevices.com/downloads/datasheets/TR40VA015.pdf | https://www.functionaldevices.com/downloads/datasheets/TR40VA015.pdf | https://www.functionaldevices.com/downloads/products/TR40VA015.jpg | https://www.functionaldevices.com/downloads/products/TR40VA015.jpg |  | 1 | CE¦RoHS¦UL Listed | 5 years | N |  | Y | N | N | Gray | 40VA | 120/208/240 to 24Vac @ 40VA |  |  |  | -30 to 140 F |  | 8.00" typical with 0.5" strip
TR40VA022 | Building Automation | Transformers |  | Transformer, 40 VA, 120 to 24 Vac, Foot and Dual Threaded Hub Mount, 30.00" Secondary Wires | 2.728 | 2.171 | 2.89 | 2.2 | 8504.31.4065 | CN - China | https://www.functionaldevices.com/downloads/datasheets/TR40VA022.pdf | https://www.functionaldevices.com/downloads/datasheets/TR40VA022.pdf | https://www.functionaldevices.com/downloads/products/TR40VA022.jpg | https://www.functionaldevices.com/downloads/products/TR40VA022.jpg |  | 1 | CE¦RoHS¦UL Listed | 5 years | N |  | Y | N | N | Gray | 40VA | 120 Vac to 24Vac @ 40VA |  |  |  | -30 to 140 F |  | 8.00" Primary, 30" Secondary with 0.5" strip
TR40VA040 | Building Automation | Transformers |  | Transformer, 40 VA, 120/208/240 to 24 Vac Class 2 UL Listed, Single Hub, Dual Secondary Terminal, Mounting Plate | 2.677 | 2.178 | 2.879 | 2 | 8504.31.4065 | CN - China | https://www.functionaldevices.com/downloads/datasheets/TR40VA040.pdf | https://www.functionaldevices.com/downloads/datasheets/TR40VA040.pdf | https://www.functionaldevices.com/downloads/products/TR40VA040.jpg | https://www.functionaldevices.com/downloads/products/TR40VA040.jpg |  | 1 | CE¦RoHS¦UL Listed | 5 years | N |  | Y | N | N | Gray | 40VA | 120/208/240 to 24Vac @ 40VA |  |  |  | -30 to 140 F |  | 8.00" typical with 0.5" strip
TR50VA001 | Building Automation | Transformers |  | Transformer, 50VA, 120 to 24 Vac, Foot and Single Threaded Hub Mount | 2.75 | 2.2 | 2.91 | 2.2 | 8504.31.4065 | CN - China | https://www.functionaldevices.com/downloads/datasheets/TR50VA001.pdf | https://www.functionaldevices.com/downloads/datasheets/TR50VA001.pdf | https://www.functionaldevices.com/downloads/products/TR50VA001.jpg | https://www.functionaldevices.com/downloads/products/TR50VA001.jpg |  | 1 | CE¦RoHS¦UL Listed | 5 years | N |  | Y | N | N | Gray | 50VA | 120 Vac to 24Vac @ 50VA |  |  |  | -30 to 140 F |  | 8.00" typical with 0.5" strip
TR50VA001US | Building Automation | Transformers |  | Transformer, Made in USA, 50VA, 120 to 24 Vac, Foot and Single Threaded Hub Mount | 2.696 | 2.181 | 2.908 | 2 | 8504.31.4065 | US - United States | https://www.functionaldevices.com/downloads/datasheets/TR50VA001US.pdf | https://www.functionaldevices.com/downloads/datasheets/TR50VA001US.pdf | https://www.functionaldevices.com/downloads/products/TR50VA001US.jpg | https://www.functionaldevices.com/downloads/products/TR50VA001US.jpg | https://www.functionaldevices.com/downloads/bulletins/A1487-US-Trans-Installation.pdf | 1 | CE¦RoHS¦UL Listed | 5 years | N |  | Y | N | N | Gray | 50VA | 120 Vac to 24Vac @ 50VA |  |  |  | -30 to 140 F |  | 8.00" typical with 0.5" strip
TR50VA002 | Building Automation | Transformers |  | Transformer, 50VA, 120 to 24 Vac, Foot and Dual Threaded Hub Mount | 2.695 | 2.181 | 2.899 | 2 | 8504.31.4065 | CN - China | https://www.functionaldevices.com/downloads/datasheets/TR50VA002.pdf | https://www.functionaldevices.com/downloads/datasheets/TR50VA002.pdf | https://www.functionaldevices.com/downloads/products/TR50VA002.jpg | https://www.functionaldevices.com/downloads/products/TR50VA002.jpg |  | 1 | CE¦RoHS¦UL Listed | 5 years | N |  | Y | N | N | Gray | 50VA | 120 Vac to 24Vac @ 50VA |  |  |  | -30 to 140 F |  | 8.00" typical with 0.5" strip
TR50VA003 | Building Automation | Transformers |  | Transformer, 50VA, 240/208 to 24 Vac, Foot and Dual Threaded Hub Mount | 3.475 | 2.513 | 3.014 | 3 | 8504.31.4065 | CN - China | https://www.functionaldevices.com/downloads/datasheets/TR50VA003.pdf | https://www.functionaldevices.com/downloads/datasheets/TR50VA003.pdf | https://www.functionaldevices.com/downloads/products/TR50VA003.jpg | https://www.functionaldevices.com/downloads/products/TR50VA003.jpg |  | 1 | CE¦RoHS¦UL Listed | 5 years | N |  | Y | N | N | Gray | 50VA | 208/240 Vac to 24Vac @ 50VA |  |  |  | -30 to 140 F |  | 8.00" typical with 0.5" strip
TR50VA004 | Building Automation | Transformers |  | Transformer, 50VA, 480/277/240/120 to 24 Vac, Circuit Breaker, Foot and Dual Threaded Hub Mount | 3.26 | 2.525 | 3.29 | 2.6 | 8504.31.4065 | CN - China | https://www.functionaldevices.com/downloads/datasheets/TR50VA004.pdf | https://www.functionaldevices.com/downloads/datasheets/TR50VA004.pdf | https://www.functionaldevices.com/downloads/products/TR50VA004.jpg | https://www.functionaldevices.com/downloads/products/TR50VA004.jpg |  | 1 | CE¦RoHS¦UL Listed | 5 years | N |  | Y | N | N | Gray | 50VA | 120/240/277/480 Vac to 24Vac @ 50VA |  |  |  | -30 to 140 F |  | 8.00" typical with 0.5" strip
TR50VA005 | Building Automation | Transformers |  | Transformer, 50VA, 120 to 24 Vac, Circuit Breaker, Foot and Single Threaded Hub Mount | 3.27 | 2.525 | 3.25 | 2.6 | 8504.31.4065 | CN - China | https://www.functionaldevices.com/downloads/datasheets/TR50VA005.pdf | https://www.functionaldevices.com/downloads/datasheets/TR50VA005.pdf | https://www.functionaldevices.com/downloads/products/TR50VA005.jpg | https://www.functionaldevices.com/downloads/products/TR50VA005.jpg |  | 1 | CE¦RoHS¦UL Listed | 5 years | N |  | Y | N | N | Gray | 50VA | 120 Vac to 24Vac @ 50VA |  |  |  | -30 to 140 F |  | 8.00" typical with 0.5" strip
TR50VA005US | Building Automation | Transformers |  | Transformer, Made in USA, 50VA, 120 to 24 Vac, Foot and Single Threaded Hub Mount, Circuit Breaker | 2.763 | 2.182 | 2.898 | 2 | 8504.31.4065 | US - United States | https://www.functionaldevices.com/downloads/datasheets/TR50VA005US.pdf | https://www.functionaldevices.com/downloads/datasheets/TR50VA005US.pdf | https://www.functionaldevices.com/downloads/products/TR50VA005US.jpg | https://www.functionaldevices.com/downloads/products/TR50VA005US.jpg | https://www.functionaldevices.com/downloads/bulletins/A1487-US-Trans-Installation.pdf | 1 | CE¦RoHS¦UL Listed | 5 years | N |  | Y | N | N | Gray | 50VA | 120 Vac to 24Vac @ 50VA |  |  |  | -30 to 140 F |  | 8.00" typical with 0.5" strip
TR50VA006 | Building Automation | Transformers |  | Transformer, 50VA, 277 to 24 Vac, Foot and Single Threaded Hub Mount | 2.715 | 2.173 | 2.886 | 2 | 8504.31.4065 | CN - China | https://www.functionaldevices.com/downloads/datasheets/TR50VA006.pdf | https://www.functionaldevices.com/downloads/datasheets/TR50VA006.pdf | https://www.functionaldevices.com/downloads/products/TR50VA006.jpg | https://www.functionaldevices.com/downloads/products/TR50VA006.jpg |  | 1 | CE¦RoHS¦UL Listed | 5 years | N |  | Y | N | N | Gray | 50VA | 277 Vac to 24Vac @ 50VA |  |  |  | -30 to 140 F |  | 8.00" typical with 0.5" strip
TR50VA007 | Building Automation | Transformers |  | Transformer, 50VA, 277 to 24 Vac, Foot and Dual Threaded Hub Mount | 3.44 | 2.51 | 3.012 | 3.04 | 8504.31.4065 | CN - China | https://www.functionaldevices.com/downloads/datasheets/TR50VA007.pdf | https://www.functionaldevices.com/downloads/datasheets/TR50VA007.pdf | https://www.functionaldevices.com/downloads/products/TR50VA007.jpg | https://www.functionaldevices.com/downloads/products/TR50VA007.jpg |  | 1 | CE¦RoHS¦UL Listed | 5 years | N |  | Y | N | N | Gray | 50VA | 277 Vac to 24Vac @ 50VA |  |  |  | -30 to 140 F |  | 8.00" typical with 0.5" strip
TR50VA008 | Building Automation | Transformers |  | Transformer, 50VA, 480/277/240/208 to 120 Vac, Circuit Breaker, Foot and Dual Threaded Hub Mount | 3.412 | 2.504 | 3.014 | 2.8 | 8504.31.4065 | CN - China | https://www.functionaldevices.com/downloads/datasheets/TR50VA008.pdf | https://www.functionaldevices.com/downloads/datasheets/TR50VA008.pdf | https://www.functionaldevices.com/downloads/products/TR50VA008.jpg | https://www.functionaldevices.com/downloads/products/TR50VA008.jpg |  | 1 | CE¦RoHS¦UL Listed | 5 years | N |  | Y | N | N | Gray | 50VA | 208/240/277/480 to 120Vac @ 50VA |  |  |  | -30 to 140 F |  | 8.00" typical with 0.5" strip
TR50VA009 | Building Automation | Transformers |  | Transformer, 50VA, 240/208/120 to 24 Vac, Circuit Breaker, Foot and Dual Threaded Hub Mount | 3.479 | 2.509 | 3.009 | 2.6 | 8504.31.4065 | CN - China | https://www.functionaldevices.com/downloads/datasheets/TR50VA009.pdf | https://www.functionaldevices.com/downloads/datasheets/TR50VA009.pdf | https://www.functionaldevices.com/downloads/products/TR50VA009.jpg | https://www.functionaldevices.com/downloads/products/TR50VA009.jpg |  | 1 | CE¦RoHS¦UL Listed | 5 years | N |  | Y | N | N | Gray | 50VA | 120/208/240 Vac to 24Vac @ 50VA |  |  |  | -30 to 140 F |  | 8.00" typical with 0.5" strip
TR50VA014 | Building Automation | Transformers |  | Transformer, 50VA, 277 to 24 Vac, Circuit Breaker, Foot and Single Threaded Hub Mount | 3.405 | 2.517 | 3.013 | 2.8 | 8504.31.4065 | CN - China | https://www.functionaldevices.com/downloads/datasheets/TR50VA014.pdf | https://www.functionaldevices.com/downloads/datasheets/TR50VA014.pdf | https://www.functionaldevices.com/downloads/products/TR50VA014.jpg | https://www.functionaldevices.com/downloads/products/TR50VA014.jpg |  | 1 | CE¦RoHS¦UL Listed | 5 years | N |  | Y | N | N | Gray | 50VA | 277 Vac to 24Vac @ 50VA |  |  |  | -30 to 140 F |  | 8.00" typical with 0.5" strip
TR50VA015 | Building Automation | Transformers |  | Transformer, 50VA, 480/277/240/208/120 to 24 Vac, Circuit Breaker, Foot and Single Threaded Hub Mount | 3.345 | 2.51 | 3.028 | 2.8 | 8504.31.4065 | CN - China | https://www.functionaldevices.com/downloads/datasheets/TR50VA015.pdf | https://www.functionaldevices.com/downloads/datasheets/TR50VA015.pdf | https://www.functionaldevices.com/downloads/products/TR50VA015.jpg | https://www.functionaldevices.com/downloads/products/TR50VA015.jpg |  | 1 | CE¦RoHS¦UL Listed | 5 years | N |  | Y | N | N | Gray | 50VA | 120/208/240/277/480 to 24Vac @ 50VA |  |  |  | -30 to 140 F |  | 8.00" typical with 0.5" strip
TR50VA016 | Building Automation | Transformers |  | Transformer, 50VA, 240/208/120 to 24 Vac, Circuit Breaker, Foot and Single Threaded Hub Mount | 3.47 | 2.52 | 3.031 | 2.4 | 8504.31.4065 | CN - China | https://www.functionaldevices.com/downloads/datasheets/TR50VA016.pdf | https://www.functionaldevices.com/downloads/datasheets/TR50VA016.pdf | https://www.functionaldevices.com/downloads/products/TR50VA016.jpg | https://www.functionaldevices.com/downloads/products/TR50VA016.jpg |  | 1 | CE¦RoHS¦UL Listed | 5 years | N |  | Y | N | N | Gray | 50VA | 120/208/240 Vac to 24Vac @ 50VA |  |  |  | -30 to 140 F |  | 8.00" typical with 0.5" strip
TR50VA017 | Building Automation | Transformers |  | Transformer, 50VA, 480/277/208 to 24 Vac, Circuit Breaker, Foot and Single Threaded Hub Mount | 3.475 | 2.525 | 3.05 | 3 | 8504.31.4065 | CN - China | https://www.functionaldevices.com/downloads/datasheets/TR50VA017.pdf | https://www.functionaldevices.com/downloads/datasheets/TR50VA017.pdf | https://www.functionaldevices.com/downloads/products/TR50VA017.jpg | https://www.functionaldevices.com/downloads/products/TR50VA017.jpg |  | 1 | CE¦RoHS¦UL Listed | 5 years | N |  | Y | N | N | Gray | 50VA | 208/277/480 Vac to 24Vac @ 50VA |  |  |  | -30 to 140 F |  | 8.00" typical with 0.5" strip
TR50VA018 | Building Automation | Transformers |  | Transformer, 50VA, 480/277/240/208 to 120 Vac, 90 Degree Conduit Connector, Mounting Plate Opening | 2.47 | 2.17 | 2.896 | 2 | 8504.31.4065 | CN - China | https://www.functionaldevices.com/downloads/datasheets/TR50VA018.pdf | https://www.functionaldevices.com/downloads/datasheets/TR50VA018.pdf | https://www.functionaldevices.com/downloads/products/TR50VA018.jpg | https://www.functionaldevices.com/downloads/products/TR50VA018.jpg |  | 1 | CE¦RoHS¦UL Listed | 5 years | N |  | Y | N | N | Gray | 50VA | 208/240/277/480 to 120Vac @ 50VA |  |  |  | -30 to 140 F |  | 12.00" typical with 0.5" strip
TR50VA022US | Building Automation | Transformers |  | Transformer, Made in USA, 50 VA, 480/277/240/208/120 to 24 Vac, Circuit Breaker, Foot and Dual Threaded Hub Mount | 3.26 | 2.525 | 3.29 | 2.65 | 8504.31.4065 | US - United States | https://www.functionaldevices.com/downloads/datasheets/TR50VA022US.pdf | https://www.functionaldevices.com/downloads/datasheets/TR50VA022US.pdf | https://www.functionaldevices.com/downloads/products/TR50VA022US.jpg | https://www.functionaldevices.com/downloads/products/TR50VA022US.jpg | https://www.functionaldevices.com/downloads/bulletins/A1487-US-Trans-Installation.pdf | 1 | CE¦RoHS¦UL Listed | 5 years | N |  | Y | N | N | Gray | 50VA | 120/208/240/277/480 to 24Vac @ 50VA |  |  |  | -30 to 140 F |  | 8.00" typical with 0.5" strip
TR50VA027 | Building Automation | Transformers |  | Transformer, 50VA, 240 to 24 Vac, Circuit Breaker, Foot and Single Threaded Hub Mount | 3.45 | 2.5 | 3.06 | 2.7 | 8504.31.4065 | CN - China | https://www.functionaldevices.com/downloads/datasheets/TR50VA027.pdf | https://www.functionaldevices.com/downloads/datasheets/TR50VA027.pdf | https://www.functionaldevices.com/downloads/products/TR50VA027.jpg | https://www.functionaldevices.com/downloads/products/TR50VA027.jpg |  | 1 | CE¦RoHS¦UL Listed | 5 years | N |  | Y | N | N | Gray | 50VA | 240 Vac to 24 Vac @ 50 VA |  |  |  | -30 to 140 F |  | 8.00" typical with 0.5" strip
TR75VA001 | Building Automation | Transformers |  | Transformer, 75 VA, 120 to 24 Vac, Circuit Breaker, Foot and Single Threaded Hub Mount | 3.89 | 2.508 | 3.013 | 3.6 | 8504.31.4065 | CN - China | https://www.functionaldevices.com/downloads/datasheets/TR75VA001.pdf | https://www.functionaldevices.com/downloads/datasheets/TR75VA001.pdf | https://www.functionaldevices.com/downloads/products/TR75VA001.jpg | https://www.functionaldevices.com/downloads/products/TR75VA001.jpg |  | 1 | CE¦RoHS¦UL Listed | 5 years | N |  | Y | N | N | Gray | 75VA | 120 Vac to 24Vac @ 75VA |  |  |  | -30 to 140 F |  | 8.00" typical with 0.5" strip
TR75VA002 | Building Automation | Transformers |  | Transformer, 75 VA, 120 to 24 Vac, Circuit Breaker, Foot and Dual Threaded Hub Mount | 3.875 | 2.507 | 3.037 | 3.6 | 8504.31.4065 | CN - China | https://www.functionaldevices.com/downloads/datasheets/TR75VA002.pdf | https://www.functionaldevices.com/downloads/datasheets/TR75VA002.pdf | https://www.functionaldevices.com/downloads/products/TR75VA002.jpg | https://www.functionaldevices.com/downloads/products/TR75VA002.jpg |  | 1 | CE¦RoHS¦UL Listed | 5 years | N |  | Y | N | N | Gray | 75VA | 120 Vac to 24Vac @ 75VA |  |  |  | -30 to 140 F |  | 8.00" typical with 0.5" strip
TR75VA003 | Building Automation | Transformers |  | Transformer, 75 VA, 277 to 24 Vac, Circuit Breaker, Foot and Single Threaded Hub Mount | 3.802 | 2.515 | 3.05 | 3.6 | 8504.31.4065 | CN - China | https://www.functionaldevices.com/downloads/datasheets/TR75VA003.pdf | https://www.functionaldevices.com/downloads/datasheets/TR75VA003.pdf | https://www.functionaldevices.com/downloads/products/TR75VA003.jpg | https://www.functionaldevices.com/downloads/products/TR75VA003.jpg |  | 1 | CE¦RoHS¦UL Listed | 5 years | N |  | Y | N | N | Gray | 75VA | 277 Vac to 24Vac @ 75VA |  |  |  | -30 to 140 F |  | 8.00" typical with 0.5" strip
TR75VA004 | Building Automation | Transformers |  | Transformer, 75 VA, 480/240/208/120 to 24 Vac, Circuit Breaker, Foot and Single Threaded Hub Mount, Side Opening | 3.88 | 2.515 | 3.03 | 3.8 | 8504.31.4065 | CN - China | https://www.functionaldevices.com/downloads/datasheets/TR75VA004.pdf | https://www.functionaldevices.com/downloads/datasheets/TR75VA004.pdf | https://www.functionaldevices.com/downloads/products/TR75VA004.jpg | https://www.functionaldevices.com/downloads/products/TR75VA004.jpg |  | 1 | CE¦RoHS¦UL Listed | 5 years | N |  | Y | N | N | Gray | 75VA | 120/208/240/480 to 24Vac @ 75VA |  |  |  | -30 to 140 F |  | 8.00" typical with 0.5" strip
TR75VA005 | Building Automation | Transformers |  | Transformer, 75 VA, 480/240/208/120 to 24 Vac, Circuit Breaker, Foot and Single Threaded Hub Mount | 3.883 | 2.504 | 3.034 | 3.97 | 8504.31.4065 | CN - China | https://www.functionaldevices.com/downloads/datasheets/TR75VA005.pdf | https://www.functionaldevices.com/downloads/datasheets/TR75VA005.pdf | https://www.functionaldevices.com/downloads/products/TR75VA005.jpg | https://www.functionaldevices.com/downloads/products/TR75VA005.jpg |  | 1 | CE¦RoHS¦UL Listed | 5 years | N |  | Y | N | N | Gray | 75VA | 120/208/240/480 to 24Vac @ 75VA |  |  |  | -30 to 140 F |  | 8.00" typical with 0.5" strip
TR75VA007 | Building Automation | Transformers |  | Transformer, 75 VA, 480/240/208/120 to 24 Vac, Circuit Breaker, Foot and Dual Threaded Hub Mount | 3.87 | 2.5 | 3.06 | 3.78 | 8504.31.4065 | CN - China | https://www.functionaldevices.com/downloads/datasheets/TR75VA007.pdf | https://www.functionaldevices.com/downloads/datasheets/TR75VA007.pdf | https://www.functionaldevices.com/downloads/products/TR75VA007.jpg | https://www.functionaldevices.com/downloads/products/TR75VA007.jpg |  | 1 | CE¦RoHS¦UL Listed | 5 years | N |  | Y | N | N | Gray | 75VA | 120/208/240/480 to 24Vac @ 75VA |  |  |  | -30 to 140 F |  | 8.00" typical with 0.5" strip
TS-AN | Building Automation | Accessories | Terminals | Replacement Pluggable Terminal Strips for RIBAN Series | 0.71 | 0.6 | 0.595 | 0.01 | 8538.90.7080 | CN - China | https://www.functionaldevices.com/downloads/datasheets/TS-AN.pdf | https://www.functionaldevices.com/downloads/datasheets/TS-AN.pdf | https://www.functionaldevices.com/downloads/products/TS-AN.jpg | https://www.functionaldevices.com/downloads/products/TS-AN.jpg |  | 1 |  | 5 years | N |  | Y | N | N | Green
TS-BC | Building Automation | Accessories | Terminals | Replacement pluggable terminal strips for RIB-BC Series; one 2-up and one 5-up |  |  |  | 0.16 | 8538.90.7080 | CN - China | https://www.functionaldevices.com/downloads/datasheets/TS-BC.pdf | https://www.functionaldevices.com/downloads/datasheets/TS-BC.pdf | https://www.functionaldevices.com/downloads/products/TS-BC.jpg | https://www.functionaldevices.com/downloads/products/TS-BC.jpg |  | 1 |  | 5 years |  |  | Y
UPS600 | Building Automation | Power Control | UPS Interface | 600 VA Uninterruptible Power Supply | 11.89 | 7.09 | 3.46 | 14.186 | 8504.40.7018 | PH - Philippines | https://www.functionaldevices.com/downloads/datasheets/UPS600.pdf | https://www.functionaldevices.com/downloads/datasheets/UPS600.pdf | https://www.functionaldevices.com/downloads/products/UPS600.jpg | https://www.functionaldevices.com/downloads/products/UPS600.jpg |  | 1 | UL Listed | 5 years | N |  | Y | N | N | Black
UPS850 | Building Automation | Power Control | UPS Interface | 850 VA Uninterruptible Power Supply | 10.4 | 9.1 | 3.9 | 14.9 | 8504.40.7018 | CN - China | https://www.functionaldevices.com/downloads/datasheets/UPS850.pdf | https://www.functionaldevices.com/downloads/datasheets/UPS850.pdf | https://www.functionaldevices.com/downloads/products/UPS850.jpg | https://www.functionaldevices.com/downloads/products/UPS850.jpg |  | 1 | CE¦RoHS¦UL Listed | 5 years | N |  | Y | N | N | Black
WDWS2-EN3 | Building Automation | Wireless Devices | EnOcean Transmitters | EnOcean 902 MHz Wireless Solar Door / Window Transmitter Switch |  |  |  | 0.085 | 8525.50.8040 | CN - China | https://www.functionaldevices.com/downloads/datasheets/WDWS2-EN3.pdf | https://www.functionaldevices.com/downloads/datasheets/WDWS2-EN3.pdf | https://www.functionaldevices.com/downloads/products/WDWS2-EN3.jpg | https://www.functionaldevices.com/downloads/products/WDWS2-EN3.jpg | https://www.functionaldevices.com/downloads/bulletins/B2907_393319.pdf | 1 | RoHS | 5 years | N |  | Y | N | N | White
WKC-EN3 | Building Automation | Wireless Devices | EnOcean Transmitters | EnOcean 902 MHz Wireless Key Card Transmitter Switch | 0.43 | 3.8 | 4.72 | 0.21875 | 8525.50.8040 | CN - China | https://www.functionaldevices.com/downloads/datasheets/WKC-EN3.pdf | https://www.functionaldevices.com/downloads/datasheets/WKC-EN3.pdf | https://www.functionaldevices.com/downloads/products/WKC-EN3.jpg | https://www.functionaldevices.com/downloads/products/WKC-EN3.jpg | https://www.functionaldevices.com/downloads/bulletins/B1867_393231.pdf¦https://www.functionaldevices.com/downloads/bulletins/B1970_393238.pdf | 1 | RoHS | 5 years | N |  | Y | N | N | White | [5 empty] | 32 to 131 F
WSTP-W | Building Automation | Wireless Devices | EnOcean Accessories | Wall Switch Plate Replacement, White |  |  |  | 0.043 | 8536.50.9065 | US - United States | https://www.functionaldevices.com/downloads/datasheets/WSTP-W.pdf | https://www.functionaldevices.com/downloads/datasheets/WSTP-W.pdf | https://www.functionaldevices.com/downloads/products/WSTP-W.jpg | https://www.functionaldevices.com/downloads/products/WSTP-W.jpg |  | 1 | CE¦RoHS | 5 years |  |  | Y |  |  | White
WVSCM-EN3 | Building Automation | Wireless Devices | EnOcean Transmitters | EnOcean 902 MHz Wireless Vacancy / Occupancy Sensor, Ceiling Mount | 6.3 | 2.35 | 1.47 | 0.288 | 8536.50.9065 | CN - China | https://www.functionaldevices.com/downloads/datasheets/WVSCM-EN3.pdf | https://www.functionaldevices.com/downloads/datasheets/WVSCM-EN3.pdf | https://www.functionaldevices.com/downloads/products/WVSCM-EN3.jpg | https://www.functionaldevices.com/downloads/products/WVSCM-EN3.jpg | https://www.functionaldevices.com/downloads/bulletins/B1867_393231.pdf¦https://www.functionaldevices.com/downloads/bulletins/B2104_393249.pdf | 1 | RoHS | 5 years | N |  | Y | N | N | White | [5 empty] | 14 to 104 F
WVSWM-EN3 | Building Automation | Wireless Devices | EnOcean Transmitters | EnOcean 902 MHz Wireless Vacancy / Occupancy Sensor, Wall Mount | 5.83 | 2.52 | 1.8 | 0.288 | 8536.50.9065 | CN - China | https://www.functionaldevices.com/downloads/datasheets/WVSWM-EN3.pdf | https://www.functionaldevices.com/downloads/datasheets/WVSWM-EN3.pdf | https://www.functionaldevices.com/downloads/products/WVSWM-EN3.jpg | https://www.functionaldevices.com/downloads/products/WVSWM-EN3.jpg | https://www.functionaldevices.com/downloads/bulletins/B1867_393231.pdf¦https://www.functionaldevices.com/downloads/bulletins/B2107_393250.pdf | 1 | RoHS | 5 years | N |  | Y | N | N | White | [5 empty] | 14 to 104 F
WWS2-EN3 | Building Automation | Wireless Devices | EnOcean Transmitters | EnOcean 902 MHz Wireless Wall Transmitter Switch with Barrier and Cover Plate, White | 2.75 | 4.5 | 0.8 | 0.288 | 8536.50.9065 | US - United States | https://www.functionaldevices.com/downloads/datasheets/WWS2-EN3.pdf | https://www.functionaldevices.com/downloads/datasheets/WWS2-EN3.pdf | https://www.functionaldevices.com/downloads/products/WWS2-EN3.jpg | https://www.functionaldevices.com/downloads/products/WWS2-EN3.jpg | https://www.functionaldevices.com/downloads/bulletins/B1867_393231.pdf | 1 | RoHS | 5 years | N |  | Y | N | N | White | [5 empty] | -25 to 65 C